## Team
TECHNICIAN | TRADE
MOBIL
REY | GENERAL
EFREN | GENERAL
LAWRENCE | HELPER
MARVIN | HELPER
ERWIN | ELECTRICAL / PLUMBING / CARPENTRY
ANTON | GENERAL
RONALD | LANDSCAPING / CARPENTRY / MASON / ELECTRICAL
EFRAIM | LANDSCAPING / PAINTING
CHRISTIAN | LANDSCAPING / PAINTING
NORSON | LANDSCAPING / PAINTING
SANTOCA | LANDSCAPING
EDGAR | LANDSCAPING
ARIEL | CARPENTRY / MASON / PAINTING / LANDSCAPING
GLEN | HELPER
NILO | ELECTRICAL / HVAC / PLUMBING
HOTEL/ KITCHEN / RESTAURANT (HKR)
MANNY | GENERAL
JOEL | CARPENTRY
KEMPEE | CARPENTRY / MASON / HELPER
IVAN | CARPENTRY / MASON / HELPER
RENE | ELECTRICAL / HVAC
ROGELIO | ELECTRICAL
CJ | HELPER
ERIC | HELPER
BERNIE | ELECTRICAL / HVAC

## Dec 2025
2025-12-01
MOBIL / HKR | MOBIL / HKR |  | PREPARE ALL MATERIAL | KAI | 8
2025-12-01
PM / Work Orders / Approved Work
PROJECT | LOCATION | WO# | DESCRIPTION | TECH ASSIGNED | EST. HRS | STATUS
Mobil | AIRPORT | 38419 | To replace LED driver & LED Light | REY / ERWIN |  | APPROVED 1824
Mobil | YIGO PA | 38478 / 38569 | To install new wiring system for EPC, Panther POS pin pad and Docomo Inter net line and to remove the existing damage wires / back office air conditioning is dripping water | REY / EFREN / KIMPEE |  | APPROVED 1839
Mobil | MAITE | 38463 / 38539 | To reconstruct leaking mop sink / To remove damage water filter & install a new ice machine water filter housing | REY / EFREN / KIMPEE |  | APPROVED 1831; APPROVED 1852
Mobil | TAMUNING | 38371 | To deliver and install refurbished dumpster door | REY / EFREN / KIMPEE |  | APPROVED 1817;
Mobil | AIRPORT | 38572 | The sink faucet in the men's restroom is broken | REY / EFREN / KIMPEE |  | ASSESSMENT P4
Mobil | YIGO PA / YIGO NORTH / YSENGSONG | NONE | Electrical Inspection, generator inspection, Smoke Detector Inspection, Airconditioning, Refrigeration & Walk in Cooler, Water System Inspection. | REY / EFREN / KIMPEE |  | PM
2025-12-01
PM / Work Orders / Approved Work
Mobil | BARRIGADA HTS | NONE | ONIGIRI FINISHING WORKS | OMIE / MANNY |  | APPROVED BY OWNER
2025-12-01
PM / Work Orders / Approved Work
Mobil | YSENGSONG / YIGO NORTH | NONE | Storm Drain Cleaning / Landscaping inspection | ALEX / SANTOCA |  | PM
Mobil | YIGO PA | 38536 | cement pouring for side of the building due to rat hole | GLEN / ARIEL
Mobil | YSENGSONG | 38583 | The airpump has an air leak, due to a hole on the hose. Needs replacement. | GLEN / ARIEL |  | ASSESSMENT P4
Mobil | FATIMA | 38582 | Toilet seat is broken, completely unhinged | GLEN / ARIEL |  | ASSESSMENT P3
Mobil | ANIGUA | 38587 | Cashier area wooden cabinet is broken | GLEN / ARIEL |  | ASSESSMENT P4
Mobil | AGANA / BARRIGADA HTS | NONE | Landscaping Inspection, General Painting curbs, parking, pavement, Bollards, Pay Gas n Go Touch Up Gen. Bldg. Typhoon shutter / Landscaping Inspection *NOTE: PLEASE PRIORITIZE PAINTING WORKS DURING FAIR/ GOOD WEATHER. | NORSON / NILO / CHRISTIAN / MARVIN |  | PM
2025-11-21
PM / Work Orders / Approved Work
Mobil | BARRIGADA | NONE | ONIGIRI STORE COUNTER | OMIE / MANNY |  | APPROVED BY OWNER
2025-11-14
Mobil | YONA / IPAN / ADELUP / ANIGUA | NONE | Landscaping Inspection | SANTOCA / MARVIN |  | PM
2025-12-01
PM / Work Orders / Approved Work
HKR | TALOFOFO |  | ESS | NILO / BRYAN
HKR | TALOFOFO |  | ESS | NILO / BRYAN
HKR | SCHOOLS |  | SCHOOLS | JOEL / ARNANI
2025-12-01
PM / Work Orders / Approved Work
In-house | WAREHOUSE 1 |  | RENOVATION OF KUYA JR'S UNIT / LANDSCAPING | ONDI / ROBERT / / EDGAR
In-house | PAGO BAY |  | SOLAR PANEL | ERWIN / ERIC / IVAN / SAM
2025-12-02
MOBIL / HKR | MOBIL / HKR |  | PREPARE ALL MATERIAL | KAI | 8
2025-12-02
PM / Work Orders / Approved Work
PROJECT | LOCATION | WO# | DESCRIPTION | TECH ASSIGNED | EST. HRS | STATUS
Mobil | AIRPORT | 38419 | To replace LED driver & LED Light | REY / ERWIN |  | APPROVED 1824
In-house | AGAT |  | HVAC OF AGAT APARTMENT FOR REPAIR | REY / GLEN / BRYAN
Mobil | AGAT | 38562 | Air pump chuck damaged | REY / GLEN / BRYAN |  | ASSESSMENT P4
Mobil | AGANA | 38573 | Air pump wobbling, not fully secured | REY / GLEN / BRYAN |  | ASSESSMENT P4
Mobil | EAST AGANA | 38571 | Ice machine is leaking water, also inside white metal flap is rusted, need replace | REY / GLEN / BRYAN |  | ASSESSMENT P4
Mobil | YIGO PA | 38478 / 38569 | To install new wiring system for EPC, Panther POS pin pad and Docomo Inter net line and to remove the existing damage wires / back office air conditioning is dripping water | REY / GLEN / BRYAN |  | APPROVED 1839
Mobil | MAITE | 38463 | To reconstruct leaking mop sink | EFREN / KIMPEE / ARIEL |  | APPROVED 1831;
Mobil | MAITE / YIGO PA / YIGO NORTH / YSENGSONG | NONE | Electrical Inspection, generator inspection, Smoke Detector Inspection, Airconditioning, Refrigeration & Walk in Cooler, Water System Inspection. | EFREN / KIMPEE / ARIEL |  | PM
2025-12-02
PM / Work Orders / Approved Work
Mobil | BARRIGADA HTS | NONE | ONIGIRI FINISHING WORKS | OMIE / MANNY |  | APPROVED BY OWNER
2025-12-02
PM / Work Orders / Approved Work
Mobil | YSENGSONG / YIGO NORTH | NONE | Storm Drain Cleaning / Landscaping inspection | ALEX / SANTOCA |  | PM
Mobil | YONA / IPAN / MANGILAO | NONE | General Painting curbs, parking, pavement, Bollards / Gen. Bldg. Typhoon shutter *NOTE: PLEASE PRIORITIZE PAINTING WORKS DURING FAIR/ GOOD WEATHER. | NORSON / NILO / CHRISTIAN / ALEX / ARIEL |  | PM
Mobil | YONA / IPAN / MANGILAO | NONE | Landscaping Inspection | SANTOCA / MARVIN |  | PM
2025-12-02
PM / Work Orders / Approved Work
HKR | TALOFOFO |  | ESS | NILO / BRYAN
HKR | TALOFOFO |  | ESS | NILO / BRYAN
HKR | SCHOOLS |  | SCHOOLS | JOEL / ARNANI
2025-12-02
PM / Work Orders / Approved Work
In-house | WAREHOUSE 1 |  | RENOVATION OF KUYA JR'S UNIT / LANDSCAPING | ONDI / ROBERT / / EDGAR
In-house | PAGO BAY |  | SOLAR PANEL | ERWIN / ERIC / IVAN / SAM
2025-12-03
MOBIL / HKR | MOBIL / HKR |  | PREPARE ALL MATERIAL | KAI | 8
2025-12-03
PM / Work Orders / Approved Work
PROJECT | LOCATION | WO# | DESCRIPTION | TECH ASSIGNED | EST. HRS | STATUS
Mobil | AIRPORT | 38419 | To replace LED driver & LED Light | REY / ERWIN |  | APPROVED 1824
Mobil | YONA | 38611 / 38612 | Several areas canopy ceiling are rusted and infested with spiders and dirty, request to fix / C-store building paint its bubbles (outside), request to fix | ARIEL / GLEN |  | ASSESSMENT P4
Mobil | IPAN | 38594 | Air pump no air coming out | ARIEL / GLEN |  | ASSESSMENT P4
Mobil | AIRPORT | 38595 | sink in men’s restroom is leaking. | ARIEL / GLEN |  | ASSESSMENT P4
Mobil | MAITE | 38616 / 38617 | Rusted Mobil logo on the bottom front of the c-store / Walk in cooler fan need to be secure and cover properly | REY / BRYAN |  | ASSESSMENT P4
Mobil | SINAJANA | 38592 | Ice Machine not dispensing ice and Ice cream freezer not cooling properly | REY / BRYAN |  | ASSESSMENT P4
Mobil | EAST AGANA | 38571 / 38601 | Ice machine is leaking water, also inside white metal flap is rusted, need replace / ACU in the store is leaking | REY / BRYAN |  | ASSESSMENT P4
Mobil | YIGO NORTH | 38610 | Air pump missing air pin | EFREN / KIMPEE / NILO |  | ASSESSMENT P4
Mobil | FATIMA | 38599 | Air pump is not working | EFREN / KIMPEE / NILO |  | ASSESSMENT P4
Mobil | LIGUAN | 38615 | Air gauge/ Pump has no sounds when in use | EFREN / KIMPEE / NILO |  | ASSESSMENT P4
Mobil | YIGO PA / YIGO NORTH / FATIMA / LIGUAN | NONE | Electrical Inspection, generator inspection, Smoke Detector Inspection, Airconditioning, Refrigeration & Walk in Cooler, Water System Inspection. | EFREN / KIMPEE / NILO |  | PM
2025-12-03
PM / Work Orders / Approved Work
Mobil | BARRIGADA HTS | NONE | ONIGIRI FINISHING WORKS | OMIE / MANNY |  | APPROVED BY OWNER
2025-12-03
PM / Work Orders / Approved Work
Mobil | YSENGSONG / YIGO NORTH | NONE | Storm Drain Cleaning / Landscaping inspection | ALEX / SANTOCA |  | PM
Mobil | AGANA / ANIGUA / ADELUP | NONE | General Painting curbs, parking, pavement, Bollards / Gen. Bldg. Typhoon shutter *NOTE: PLEASE PRIORITIZE PAINTING WORKS DURING FAIR/ GOOD WEATHER. | NORSON / CHRISTIAN / ALEX |  | PM
Mobil | AGANA | 38593 | Overgrown vines growing above generator & storage room to be trimmed 3 feet away from walls. | SANTOCA / MARVIN |  | ASSESSMENT P4
Mobil | AGANA / ANIGUA / ADELUP | NONE | Landscaping Inspection | SANTOCA / MARVIN |  | PM
2025-12-03
PM / Work Orders / Approved Work
HKR | TALOFOFO |  | ESS | NILO / BRYAN
HKR | TALOFOFO |  | ESS | NILO / BRYAN
HKR | SCHOOLS |  | SCHOOLS | JOEL / ARNANI
2025-12-03
PM / Work Orders / Approved Work
In-house | WAREHOUSE 1 |  | RENOVATION OF KUYA JR'S UNIT / LANDSCAPING | ONDI / ROBERT / / EDGAR
In-house | PAGO BAY |  | SOLAR PANEL | ERWIN / ERIC / IVAN / SAM
2025-12-04
MOBIL / HKR | MOBIL / HKR |  | PREPARE ALL MATERIAL | JM | 8
2025-12-04
PM / Work Orders / Approved Work
PROJECT | LOCATION | WO# | DESCRIPTION | TECH ASSIGNED | EST. HRS | STATUS
Mobil | AIRPORT | 38419 | To replace LED driver & LED Light | REY / ERWIN |  | APPROVED 1824
Mobil | IPAN | 38594 | Air pump no air coming out | ARIEL / GLEN / IVAN
Mobil | LIGUAN | 38410 | Back door not closing properly , hot air came in , rusted bottom and side panel Please see attached picture (For Door replacement) | ARIEL / GLEN / IVAN |  | APPROVED 1821
Mobil | MANGILAO | 38590 / 38624 / 38628 | Ice Machine troubleshooting, removal and parts replacement / our ceiling outside the facia is damaged. Need to fix it. / Pump 4 leaking water inside the colums | REY / NILO |  | APPROVED 1859; ASSESSMENT P4, P4
Mobil | MAITE | 38616 / 38617 | Rusted Mobil logo on the bottom front of the c-store / Walk in cooler fan need to be secure and cover properly | REY / NILO |  | ASSESSMENT P4
Mobil | SINAJANA | 38592 | Ice Machine not dispensing ice and Ice cream freezer not cooling properly | REY / NILO |  | ASSESSMENT P4
Mobil | AGANA | 38631 | Request to check on the temperature for the ice cream & ice cube freezer. | EFREN / KIMPEE / KAI |  | ASSESSMENT P4
Mobil | APRA | 38630 | Grease Trap (Odor Smell). | EFREN / KIMPEE / KAI |  | ASSESSMENT P4
Mobil | AGANA / APRA / TAMUNING / | NONE | Electrical Inspection, generator inspection, Smoke Detector Inspection, Airconditioning, Refrigeration & Walk in Cooler, Water System Inspection. | EFREN / KIMPEE / KAI |  | PM
2025-12-04
PM / Work Orders / Approved Work
Mobil | BARRIGADA HTS | NONE | ONIGIRI FINISHING WORKS | OMIE / MANNY |  | APPROVED BY OWNER
2025-12-04
PM / Work Orders / Approved Work
Mobil | YSENGSONG / YIGO NORTH | NONE | Storm Drain Cleaning / Landscaping inspection | ALEX / SANTOCA |  | PM
Mobil | UPPER TUMON | NONE | Landscaping Inspection / General Painting curbs, parking, pavement, Bollards / Gen. Bldg. Typhoon shutter *NOTE: PLEASE PRIORITIZE PAINTING WORKS DURING FAIR/ GOOD WEATHER. | MARVIN / CHRISTIAN / ALEX /SANTOCA |  | PM
Mobil |  | NONE | Landscaping Inspection | SANTOCA / MARVIN |  | PM
2025-12-04
PM / Work Orders / Approved Work
HKR | TALOFOFO |  | ESS | BRYAN
HKR | TALOFOFO |  | ESS | NILO / BRYAN
HKR | SCHOOLS |  | SCHOOLS | JOEL / ARNANI
2025-12-04
PM / Work Orders / Approved Work
In-house | WAREHOUSE 1 |  | RENOVATION OF KUYA JR'S UNIT / LANDSCAPING | ONDI / ROBERT / / EDGAR / NORSON
In-house | PAGO BAY |  | SOLAR PANEL | ERWIN / ERIC / SAM
2025-12-05
MOBIL / HKR | MOBIL / HKR |  | PREPARE ALL MATERIAL | JM | 8
2025-12-05
PM / Work Orders / Approved Work
PROJECT | LOCATION | WO# | DESCRIPTION | TECH ASSIGNED | EST. HRS | STATUS
Mobil | AIRPORT | 38419 | To replace LED driver & LED Light | REY / ERWIN |  | APPROVED 1824
Mobil | LIGUAN | 38410 | Back door not closing properly , hot air came in , rusted bottom and side panel Please see attached picture (For Door replacement) | ARIEL / IVAN / GLEN |  | APPROVED 1821
Mobil | YSENGSONG | 38646 | Cement cracked at the bottom wall from the front window area. (SW) | ARIEL / IVAN / GLEN |  | ASSESSMENT P4
Mobil | UPPER TUMON | NONE | General Painting curbs, parking, pavement, Bollards / Gen. Bldg. Typhoon shutter *NOTE: PLEASE PRIORITIZE PAINTING WORKS DURING FAIR/ GOOD WEATHER. | ARIEL / IVAN / GLEN |  | PM
Mobil | MANGILAO | 38590 / 38624 / 38628 / 38643 | Ice Machine troubleshooting, removal and parts replacement / our ceiling outside the facia is damaged. Need to fix it. / Pump 4 leaking water inside the colums / Female toilet fan is making noise. | REY / ARNANI |  | APPROVED 1859; ASSESSMENT P4, P4, P4
Mobil | ANIGUA | 38651 | Arrow sign is broken at the entrance | REY / ARNANI |  | ASSESSMENT P4
Mobil | EAST AGANA | 38474 / 38575 | faucet(next to p7) is dripping water / Both toilet flush is leaking under the handle. | REY / ARNANI |  | APPROVED 1872 , 1873
Mobil | FATIMA | 38644 / 38645 | Requesting one new outlet GFCI for hotdog steamer. / Reporting the outlet for siopao equipment need to replace due is not working and need to be GFCI protected. | EFREN / KIMPEE / JULIUS |  | ASSESSMENT P4, P4
Mobil | FATIMA / LIGUAN / UPPER TUMON | NONE | Electrical Inspection, generator inspection, Smoke Detector Inspection, Airconditioning, Refrigeration & Walk in Cooler, Water System Inspection. | EFREN / KIMPEE / JULIUS |  | PM
2025-12-05
PM / Work Orders / Approved Work
Mobil | BARRIGADA HTS | NONE | ONIGIRI FINISHING WORKS | OMIE / MANNY |  | APPROVED BY OWNER
Mobil | BARRIGADA HTS | 38649 | Man restroom stall toilet is leaking need to get it check. | OMIE / MANNY |  | ASSESSMENT P3
2025-12-05
PM / Work Orders / Approved Work
Mobil | YSENGSONG / YIGO NORTH | NONE | Storm Drain Cleaning / Landscaping inspection | ALEX / SANTOCA |  | PM
Mobil | FATIMA | NONE | General Painting curbs, parking, pavement, Bollards / Gen. Bldg. Typhoon shutter *NOTE: PLEASE PRIORITIZE PAINTING WORKS DURING FAIR/ GOOD WEATHER. | CHRISTIAN / ALEX / RONALD |  | PM
Mobil | UPPER TUMON / FATIMA / YSENGSONG | NONE | Landscaping Inspection | SANTOCA / MARVIN |  | PM
2025-12-05
PM / Work Orders / Approved Work
HKR | TALOFOFO |  | ESS | NILO / BRYAN
HKR | SCHOOLS |  | SCHOOLS | JOEL
2025-12-05
PM / Work Orders / Approved Work
In-house | WAREHOUSE 1 |  | RENOVATION OF KUYA JR'S UNIT / LANDSCAPING | ONDI / ROBERT / NORSON
In-house | PAGO BAY |  | SOLAR PANEL | ERWIN / ERIC / SAM
In-house | PAGO BAY |  | BOSS ED'S RESIDENTIAL UNIT | DONDON
2025-12-08
MOBIL / HKR | MOBIL / HKR |  | PREPARE ALL MATERIAL | NELSON V. | 8
2025-12-08
PM / Work Orders / Approved Work
PROJECT | LOCATION | WO# | DESCRIPTION | TECH ASSIGNED | EST. HRS | STATUS
Mobil | AIRPORT | 38419 | To replace LED driver & LED Light | REY / ERWIN |  | APPROVED 1824
Mobil | YSENGSONG | 38656 | 3 Compartment Sink Cold Water handle broken and causing faucet to be leaking, unable to shut off properly. | ARIEL / IVAN / GLEN |  | ASSESSMENT P3
Mobil | LIGUAN | 38410 | Back door not closing properly , hot air came in , rusted bottom and side panel Please see attached picture (For Door replacement) | ARIEL / IVAN / GLEN |  | APPROVED 1821
Mobil | MANGILAO | 38624 / 38628 / 38643 | Our ceiling outside the facia is damaged. Need to fix it. / Pump 4 leaking water inside the colums / Female toilet fan is making noise. | REY / ERIC / SAM |  | ASSESSMENT P4, P4, P4
Mobil | ANIGUA | 38651 | Arrow sign is broken at the entrance | REY / ERIC / SAM |  | ASSESSMENT P4
Mobil | YONA | 38657 / 38639 | Requesting to check our station for all water access due our water bill for last month too high. / To install new additional GFCI for separate equipment | REY / ERIC / SAM |  | ASSESSMENT P4
Mobil | MAITE | 38616 / 38617 | To repaint C-store exterior building walls-Mobil Logo/ To secure walk-in cooler fan | REY / ERIC / SAM |  | APPROVED 1883, APPROVED 1881
Mobil | YIGO PA / YIGO NORTH / AIRPORT | NONE | Electrical Inspection, generator inspection, Smoke Detector Inspection, Airconditioning, Refrigeration & Walk in Cooler, Water System Inspection. | EFREN / KIMPEE / ARNANI |  | PM
2025-12-08
PM / Work Orders / Approved Work
Mobil | BARRIGADA HTS | NONE | ONIGIRI FINISHING WORKS | OMIE / MANNY |  | APPROVED BY OWNER
2025-12-08
PM / Work Orders / Approved Work
Mobil | YSENGSONG / YIGO NORTH | NONE | Storm Drain Cleaning / Landscaping inspection | ALEX / SANTOCA |  | PM
Mobil | YSENGSONG | NONE | Bollards Pay gas and go touch up paint *NOTE: PLEASE PRIORITIZE PAINTING WORKS DURING FAIR/ GOOD WEATHER. | CHRISTIAN / ALEX / MARVIN |  | PM
Mobil | YIGO NORTH / YIGO PA | NONE | Landscaping Inspection | SANTOCA / DONDON |  | PM
2025-12-08
PM / Work Orders / Approved Work
HKR | TALOFOFO |  | ESS | NILO / BRYAN
HKR | SCHOOLS |  | SCHOOLS | JOEL
2025-12-08
PM / Work Orders / Approved Work
In-house | WAREHOUSE 1 |  | RENOVATION OF KUYA JR'S UNIT / LANDSCAPING | ONDI / ROBERT / NORSON
In-house | PAGO BAY |  | SOLAR PANEL / LANDSCAPING | ERWIN / RONALD / JULIUS
In-house | WAREHOUSE 1 |  | GENERAL CLEANING OF SCRAP AND DEBRIS | DONDON
2025-12-09
MOBIL / HKR | MOBIL / HKR |  | PREPARE ALL MATERIAL | NELSON V. | 8
2025-12-09
PM / Work Orders / Approved Work
PROJECT | LOCATION | WO# | DESCRIPTION | TECH ASSIGNED | EST. HRS | STATUS
Mobil | AIRPORT | 38419 | To replace LED driver & LED Light | REY / ERWIN |  | APPROVED 1824
Mobil | LIGUAN | 38410 | Back door not closing properly , hot air came in , rusted bottom and side panel Please see attached picture (For Door replacement) | ARIEL / IVAN / GLEN |  | APPROVED 1821
Mobil | FATIMA | 38664 | Air pump not working again. | ARIEL / IVAN / GLEN |  | ASSESSMENT P4
Mobil | YONA | 38611 | To repair leaks, waterproof & repaint structural columns, beams & canopy ceiling | ARIEL / IVAN / GLEN |  | APPROVED 1878
Mobil | IPAN | 38611 | Several areas canopy ceiling are rusted and infested with spiders and dirty, request to fix | REY / SAM |  | ASSESSMENT P4
Mobil | MAITE | 38616 / 38617 | To repaint C-store exterior building walls-Mobil Logo/ To secure walk-in cooler fan | REY / SAM |  | APPROVED 1883, APPROVED 1881
Mobil | EAST AGANA / SINAJANA / ANIGUA / ADELUP | NONE | Electrical Inspection, generator inspection, Smoke Detector Inspection, Airconditioning, Refrigeration & Walk in Cooler, Water System Inspection. | EFREN / KIMPEE / ERIC |  | PM
2025-12-09
PM / Work Orders / Approved Work
Mobil | BARRIGADA HTS | NONE | ONIGIRI FINISHING WORKS | OMIE / MANNY |  | APPROVED BY OWNER
2025-12-09
PM / Work Orders / Approved Work
Mobil | YSENGSONG / YIGO NORTH | NONE | Storm Drain Cleaning / Landscaping inspection | ALEX / SANTOCA |  | PM
Mobil | YSENGSONG / YIGO PA | NONE | Bollards Pay gas and go touch up paint *NOTE: PLEASE PRIORITIZE PAINTING WORKS DURING FAIR/ GOOD WEATHER. | DONDON / ALEX / ARNANI |  | PM
Mobil | YIGO NORTH / YIGO PA | NONE | Landscaping Inspection | SANTOCA / CHRISTIAN |  | PM
2025-12-09
PM / Work Orders / Approved Work
HKR | TALOFOFO |  | ESS | NILO / BRYAN / MARVIN
HKR | SCHOOLS |  | SCHOOLS | JOEL
2025-12-09
PM / Work Orders / Approved Work
In-house | WAREHOUSE 1 |  | RENOVATION OF KUYA JR'S UNIT / LANDSCAPING | ONDI / ROBERT / NORSON
In-house | PAGO BAY |  | SOLAR PANEL / LANDSCAPING | ERWIN / RONALD / JULIUS
In-house | WAREHOUSE 1 |  | GENERAL CLEANING OF SCRAP AND DEBRIS | DONDON
2025-12-10
MOBIL / HKR | MOBIL / HKR |  | PREPARE ALL MATERIAL | NELSON V. | 8
2025-12-10
PM / Work Orders / Approved Work
PROJECT | LOCATION | WO# | DESCRIPTION | TECH ASSIGNED | EST. HRS | STATUS
Mobil | AIRPORT | 38419 | To replace LED driver & LED Light | REY / ERWIN |  | APPROVED 1824
Mobil | LIGUAN | 38410 | Back door not closing properly , hot air came in , rusted bottom and side panel Please see attached picture (For Door replacement) | ARIEL / GLEN / IVAN |  | APPROVED 1821
Mobil | YONA | 38611 | To repair leaks, waterproof & repaint structural columns, beams & canopy ceiling | ARIEL / IVAN / GLEN |  | APPROVED 1878
Mobil | IPAN | 38665 | Reporting restroom light is broken | REY / SAM / ERIC |  | ASSESSMENT P4
Mobil | YONA | 38677 /38678 /38679 / 38680 / 38681 /38682 /38684 | One of the AC in the C-Store fan motor has abnormal sound or unusual sound. / The sink at the storage area the faucet is leaking need to be replaced the cartridge (cold water) / Need to check possible ceiling leak near the electrical panel / Plate cover for outlet found broken side of ATM and the other outlet round is broken need to replace also. / One power outlet near the souvenier area are not functioning. / Electrical Panel A needs to be clean the corroded part/repaint and remove the water stuck in the cover. And need to change/replace the directory on Panel A because the directory packet has water. Please escalate this as urgent / Reporting the Air and water unit is leaking | REY / SAM / ERIC |  | ASSESSMENT P4 (ALL WO)
Mobil | MAITE | 38616 | To repaint C-store exterior building walls-Mobil Logo | REY / SAM / ERIC |  | APPROVED 1883
Mobil | YIGO PA | 38675 | 1 perimeter light at the exit area not working | EFREN / KIMPEE / DONDON |  | ASSESSMENT P4
Mobil | E. AGANA / IPAN / MANGILAO | NONE | Electrical Inspection, generator inspection, Smoke Detector Inspection, Airconditioning, Refrigeration & Walk in Cooler, Water System Inspection. | EFREN / KIMPEE / DONDON |  | PM
2025-12-10
PM / Work Orders / Approved Work
Mobil | BARRIGADA HTS | NONE | ONIGIRI FINISHING WORKS | OMIE / MANNY |  | APPROVED BY OWNER
2025-12-10
PM / Work Orders / Approved Work
Mobil | YSENGSONG / YIGO NORTH | NONE | Storm Drain Cleaning / Landscaping inspection | ALEX / SANTOCA |  | PM
Mobil | AIRPORT / LIGUAN | NONE | Bollards Pay gas and go touch up paint *NOTE: PLEASE PRIORITIZE PAINTING WORKS DURING FAIR/ GOOD WEATHER. | CHRISTIAN / ALEX / ARNANI |  | PM
Mobil | YIGO NORTH | NONE | Landscaping Inspection | SANTOCA / MARVIN |  | PM
2025-12-10
PM / Work Orders / Approved Work
HKR | TALOFOFO |  | ESS | NILO / BRYAN
HKR | SCHOOLS |  | SCHOOLS | JOEL
2025-12-10
PM / Work Orders / Approved Work
In-house | WAREHOUSE 1 |  | RENOVATION OF KUYA JR'S UNIT / LANDSCAPING | ONDI / ROBERT / NORSON
In-house | PAGO BAY |  | SOLAR PANEL / LANDSCAPING | ERWIN / RONALD / JULIUS
In-house | WAREHOUSE 1 |  | GENERAL CLEANING OF SCRAP AND DEBRIS | DONDON
2025-12-11
MOBIL / HKR | MOBIL / HKR |  | PREPARE ALL MATERIAL | NELSON V. | 8
2025-12-11
PM / Work Orders / Approved Work
PROJECT | LOCATION | WO# | DESCRIPTION | TECH ASSIGNED | EST. HRS | STATUS
Mobil | LIGUAN | 38410 | To repaint back door (Exit) | ALEX / ARNANI (MORNING) |  | APPROVED 1821
Mobil | YONA | 38611 | To repair leaks, waterproof & repaint structural columns, beams & canopy ceiling | ARIEL / GLEN / CHRISTIAN / ALEX /ARNANI (AFTERNOON) |  | APPROVED 1878
Mobil | YIGO NORTH | 38694 | Carwash inside and entrance drainage need to be clean up | REY / SAM / ERIC |  | ASSESSMENT P4
Mobil | YIGO PA | 38675 | 1 perimeter light at the exit area not working | REY / SAM / ERIC |  | ASSESSMENT P4
Mobil | YSENGSONG | 38686 | Ice machine is slow in harvesting. | REY / SAM / ERIC |  | ASSESSMENT P4
Mobil | BARRIGADA HTS | 38438 / 38697 | To refurbish typhoon shutter at subway area / Shutter subway is hard to open and close the roller got misaligned. | REY / SAM / ERIC |  | APPROVED 1833; CM
Mobil | MAITE | 38616 | To repaint C-store exterior building walls-Mobil Logo | REY / SAM / ERIC |  | APPROVED 1883
Mobil | EAST AGANA | 38700 | Smoke alarm in toilet in low battery and need to be replaced | EFREN / KIMPEE / IVAN |  | ASSESSMENT P4
Mobil | APRA HTS | 38630 | Grease trap air vent for repair to mitigate odor | EFREN / KIMPEE / IVAN |  | APPROVED 1880
Mobil | AGAT | 38693 | Faucet in the bathroom is leaking water | EFREN / KIMPEE / IVAN |  | ASSESSMENT P4
Mobil | APRA / AGAT / MANGILAO | NONE | Electrical Inspection, generator inspection, Smoke Detector Inspection, Airconditioning, Refrigeration & Walk in Cooler, Water System Inspection. | EFREN / KIMPEE / IVAN |  | PM
2025-12-11
PM / Work Orders / Approved Work
Mobil | BARRIGADA HTS | NONE | ONIGIRI FINISHING WORKS | OMIE / MANNY |  | APPROVED BY OWNER
2025-12-11
PM / Work Orders / Approved Work
Mobil | YSENGSONG / YIGO NORTH | NONE | Storm Drain Cleaning / Landscaping inspection | ALEX / SANTOCA |  | PM
Mobil | LIGUAN | NONE | Bollards Pay gas and go touch up paint *NOTE: PLEASE PRIORITIZE PAINTING WORKS DURING FAIR/ GOOD WEATHER. | ALEX / ARNANI (MORNING) |  | PM
Mobil | AGAT | NONE | Landscaping Inspection | SANTOCA / MARVIN |  | PM
2025-12-11
PM / Work Orders / Approved Work
HKR | TALOFOFO |  | ESS | NILO / BRYAN
HKR | SCHOOLS |  | SCHOOLS | JOEL
2025-12-11
PM / Work Orders / Approved Work
In-house | WAREHOUSE 1 |  | RENOVATION OF KUYA JR'S UNIT / LANDSCAPING | DONDON / EDGAR /ONDI / ROBERT / NORSON
In-house | PAGO BAY |  | SOLAR PANEL / LANDSCAPING | ERWIN / RONALD / JULIUS
In-house | WAREHOUSE 1 |  | GENERAL CLEANING OF SCRAP AND DEBRIS | DONDON
2025-12-12
MOBIL / HKR | MOBIL / HKR |  | PREPARE ALL MATERIAL | NELSON V. | 8
2025-12-12
PM / Work Orders / Approved Work
PROJECT | LOCATION | WO# | DESCRIPTION | TECH ASSIGNED | EST. HRS | STATUS
Mobil | YONA | 38679 | To repair cracks causing leaks, waterblast, reseal, and to apply waterproofing and 2 coats paint | ARIEL / GLEN / ALEX /ARNANI / NORSON |  | APPROVED 1896
Mobil | MAITE | 38616 | To repaint C-store exterior building walls-Mobil Logo | REY / SAM / ERIC |  | APPROVED 1883
Mobil | MANGILAO | 37860 | To install greasetrap & submersible pump | REY / SAM / ERIC |  | APPROVED
Mobil | ADELUP | 38616 | To repaint C-store exterior building walls-Mobil Logo | REY / SAM / ERIC |  | APPROVED 1883
Mobil | YIGO NORTH | 38694 / 38706 / 38707 / 38708 | Carwash inside and entrance drainage need to be clean up / The mesh wire is broken in the Storm grate near Subway drive thru exit / 2 sections of mesh wires at the entrance is broken / vegetation growing in exit storm grates, need cleaning | EFREN / NILO / IVAN |  | ASSESSMENT P4, P4, P4
Mobil | YIGO PA | 38675 | 1 perimeter light at the exit area not working | EFREN / NILO / IVAN |  | ASSESSMENT P4
Mobil | FATIMA | 38710 | Hand dryer in restroom is not working | EFREN / NILO / IVAN |  | ASSESSMENT P4
Mobil | MANGILAO | NONE | Electrical Inspection, generator inspection, Smoke Detector Inspection, Airconditioning, Refrigeration & Walk in Cooler, Water System Inspection. | EFREN / NILO / IVAN |  | PM
2025-12-12
PM / Work Orders / Approved Work
Mobil | BARRIGADA HTS | NONE | ONIGIRI FINISHING WORKS | OMIE / MANNY / CHRISTIAN |  | APPROVED BY OWNER
2025-12-12
PM / Work Orders / Approved Work
Mobil | UPPER TUMON | 38705 | 2 unit light bulbs in walk in chiller not working | ERWIN / BRYAN |  | ASSESSMENT P4
HKR | SCHOOLS |  | SCHOOLS | JOEL
2025-12-12
PM / Work Orders / Approved Work
In-house | WAREHOUSE 1 |  | RENOVATION OF KUYA JR'S UNIT / LANDSCAPING | DONDON / EDGAR /ONDI / ROBERT / KIMPEE
In-house | MAITE |  | MANZANO SOLAR PANEL / PAGO BAY LANDSCAPING | ERWIN / BRYAN / RONALD / JULIUS
In-house | WAREHOUSE 1 |  | GENERAL CLEANING OF SCRAP AND DEBRIS | DONDON
2025-12-15
MOBIL / HKR | MOBIL / HKR |  | PREPARE ALL MATERIAL | NELSON V. | 8
2025-12-15
PM / Work Orders / Approved Work
PROJECT | LOCATION | WO# | DESCRIPTION | TECH ASSIGNED | EST. HRS | STATUS
Mobil | MANGILAO | 38628 / 38624 | To repair water leaking on the structural columns of forecourt pump no. 4, to apply sealant, waterproofing, and repainting / To repair damaged C-store soffit, to de-rust it and to apply waterproofing. | GLEN /ALEX / CHRISTIAN / SANTOCA |  | APPROVED 1890, 1889
Mobil | MAITE | 38616 | To repaint C-store exterior building walls-Mobil Logo | REY / SAM |  | APPROVED 1883
Mobil | SINAJANA | 38723 / 38724 | Ice machine not dispensing ice / Air Pump button for "Unit of Measurement" and 'flat tire only" are not working (CH) | REY / SAM |  | ASSESSMENT P3, P4
Mobil | AIRPORT | 38727 / 38728 | To repair faulty Door closer (front door) / 2 canopy lights busted need to be replaced | REY / SAM |  | ASSESSMENT P4, P4
Mobil | ADELUP | 38616 | To repaint C-store exterior building walls-Mobil Logo | REY / SAM / ERIC |  | APPROVED 1883
Mobil | YIGO NORTH | 38694 / 38706 / 38707 / 38708 / 38725 | Carwash inside and entrance drainage need to be clean up / The mesh wire is broken in the Storm grate near Subway drive thru exit / 2 sections of mesh wires at the entrance is broken / vegetation growing in exit storm grates, need cleaning / water seeping out from the carwash window | EFREN / MARVIN |  | ASSESSMENT P4, P4, P4, P4, P4
Mobil | YIGO PA | 38675 | 1 perimeter light at the exit area not working | EFREN / MARVIN |  | ASSESSMENT P4
2025-12-15
PM / Work Orders / Approved Work
Mobil | BARRIGADA HTS | NONE | ONIGIRI FINISHING WORKS | OMIE / MANNY / NORSON |  | APPROVED BY OWNER
2025-12-15
PM / Work Orders / Approved Work
HKR | TALOFOFO |  | ESS | NILO / BRYAN
HKR | SCHOOLS |  | SCHOOLS | JOEL
2025-12-15
PM / Work Orders / Approved Work
In-house | WAREHOUSE 1 |  | RENOVATION OF KUYA JR'S UNIT | DONDON / EDGAR /ONDI / ROBERT
In-house | LATTE HTS |  | APARTMENT RENOVATION | ARNANI / ARIEL / JULIUS / RONALD
In-house | MAITE |  | MANZANO SOLAR PANEL | ERWIN / ERIC / JOHN PAUL / IVAN
In-house | WAREHOUSE 1 |  | GENERAL CLEANING OF SCRAP AND DEBRIS | DONDON
2025-12-16
MOBIL / HKR | MOBIL / HKR |  | PREPARE ALL MATERIAL | NELSON V. | 8
2025-12-16
PM / Work Orders / Approved Work
PROJECT | LOCATION | WO# | DESCRIPTION | TECH ASSIGNED | EST. HRS | STATUS
Mobil | MANGILAO | 38628 / 38624 | To repair water leaking on the structural columns of forecourt pump no. 4, to apply sealant, waterproofing, and repainting / To repair damaged C-store soffit, to de-rust it and to apply waterproofing. | GLEN /ALEX / CHRISTIAN / RONALD |  | APPROVED 1890, 1889
Mobil | MAITE | 38739 / 38740 | McDonald area aircond is not working / Request to clean & repaint Mobil sign at the entrance of the c-store. | REY / SAM |  | ASSESSMENT P3, P4
Mobil | ANIGUA | 38651 | To refabricate damaged arrow sign frame & replace arrow sign | REY / SAM |  | APPROVED 1888
Mobil |  |  |  | REY / SAM / ERIC
Mobil | LIGUAN | 38736 | Ice freezer machine makes beeping sound and loud | REY / SAM |  | ASSESSMENT P3
Mobil | AGAT | 38741 | Walk in chiller light is not working. | EFREN / MARVIN / ANTON |  | ASSESSMENT P3
Mobil | ADELUP | 38499 | To remove existing molds under slab due to moist from rooftop, need to waterblast & waterproof | EFREN / MARVIN / ANTON |  | APPROVED 1849
Mobil | YIGO PA | 38731 | Low Battery on the smoke alarm in the back office | EFREN / MARVIN / ANTON |  | ASSESSMENT P4
Mobil | YIGO NORTH | 38735 | LED lights for the Synergy signage above pump 5 & 6 is not working | EFREN / MARVIN / ANTON |  | ASSESSMENT P4
2025-12-16
PM / Work Orders / Approved Work
Mobil | BARRIGADA HTS | NONE | ONIGIRI FINISHING WORKS | OMIE / MANNY / NORSON |  | APPROVED BY OWNER
2025-12-16
PM / Work Orders / Approved Work
HKR | TALOFOFO |  | ESS | NILO / BRYAN
HKR | SCHOOLS |  | SCHOOLS | JOEL
2025-12-16
PM / Work Orders / Approved Work
In-house | WAREHOUSE 1 |  | RENOVATION OF KUYA JR'S UNIT | DONDON / EDGAR /ONDI / ROBERT
In-house | LATTE HTS |  | APARTMENT RENOVATION | ARNANI / ARIEL / JULIUS / SANTOCA
In-house | MAITE |  | MANZANO SOLAR PANEL | ERWIN / ERIC / JOHN PAUL / IVAN
In-house | WAREHOUSE 1 |  | GENERAL CLEANING OF SCRAP AND DEBRIS | DONDON
2025-12-17
MOBIL / HKR | MOBIL / HKR |  | PREPARE ALL MATERIAL | NELSON V. | 8
2025-12-17
PM / Work Orders / Approved Work
PROJECT | LOCATION | WO# | DESCRIPTION | TECH ASSIGNED | EST. HRS | STATUS
Mobil | YSENGSONG | 38646 | To replace existing damage wall & wooden fascia with repainting | GLEN / ARNANI / RONALD |  | APPROVED 1886
Mobil | EAST AGANA | 38659 | To replace control board of Drink chiller. | REY / SAM
Mobil | MAITE | 38739 / 38740 / 38752 | McDonald area aircond is not working / Request to clean & repaint Mobil sign at the entrance of the c-store. / 1 of the perimeter light and gate pole is damage due to being hit by customer vehicle. | REY / SAM / GEORGE |  | ASSESSMENT P3, P4, P4
Mobil | YONA | 38682 | To de-rust panel board, repaint & replace directory | REY / SAM |  | APPROVED 1897
Mobil | ADELUP | 38499 | To remove existing molds under slab due to moist from rooftop, need to waterblast & waterproof | EFREN / MARVIN / MANNY |  | APPROVED 1849
Mobil | AGANA | 38753 | Vegetation growing in the storm grates | EFREN / MARVIN / MANNY |  | ASSESSMENT P4
Mobil | AGANA | 38753 | Vegetation growing in the storm grates | EFREN / MARVIN / MANNY |  | ASSESSMENT P4
2025-12-17
PM / Work Orders / Approved Work
Mobil | BARRIGADA HTS | NONE | ONIGIRI FINISHING WORKS | OMIE / MANNY / NORSON |  | APPROVED BY OWNER
2025-12-17
PM / Work Orders / Approved Work
HKR | TALOFOFO |  | ESS | NILO / BRYAN
HKR | SCHOOLS |  | SCHOOLS | JOEL / KIMPEE
2025-12-17
PM / Work Orders / Approved Work
In-house | WAREHOUSE 1 |  | RENOVATION OF KUYA JR'S UNIT | ONDI / ROBERT / NORSON
In-house | LATTE HTS |  | APARTMENT RENOVATION | CHRISTIAN / ARIEL / JULIUS / SANTOCA / OMIE
In-house | MAITE |  | MANZANO SOLAR PANEL | ERWIN / ERIC / JOHN PAUL / IVAN
2025-12-18
MOBIL / HKR | MOBIL / HKR |  | PREPARE ALL MATERIAL | NELSON V. | 8
2025-12-18
PM / Work Orders / Approved Work
PROJECT | LOCATION | WO# | DESCRIPTION | TECH ASSIGNED | EST. HRS | STATUS
Mobil | YSENGSONG | 38646 | To replace existing damage wall & wooden fascia with repainting | GLEN / ARIEL / RONALD |  | APPROVED 1886
Mobil | YIGO PA | 38675 | To remove & replace busted perimeter light | REY / SAM / GEORGE |  | APPROVED 1906
Mobil | AIRPORT | 38728 | To replace two sets of busted canopy lights | REY / SAM / GEORGE |  | APPROVED 1911
Mobil | EAST AGANA | 38677 | to repair ac evaporator fan motor and to replace the bushing type bearing and the motor blower bearing | REY / SAM /GEORGE |  | APPROVED 1895
Mobil | EAST AGANA / UPPER TUMON / | NONE | Air & water repainting and Face Plate installation | REY / SAM /GEORGE |  | APPROVED HLC13
Mobil | ADELUP | 38499 | To remove existing molds under slab due to moist from rooftop, need to waterblast & waterproof | EFREN / MARVIN / KIMPEE |  | APPROVED 1849
Mobil | AGANA | 38753 | Vegetation growing in the storm grates | EFREN / MARVIN / KIMPEE |  | ASSESSMENT P4
2025-12-18
PM / Work Orders / Approved Work
Mobil | BARRIGADA HTS | NONE | ONIGIRI FINISHING WORKS | OMIE / MANNY |  | APPROVED BY OWNER
2025-12-18
PM / Work Orders / Approved Work
HKR | TALOFOFO |  | ESS | NILO / BRYAN
HKR | SCHOOLS |  | SCHOOLS | JOEL / ROGER
2025-12-18
PM / Work Orders / Approved Work
In-house | WAREHOUSE 1 |  | RENOVATION OF KUYA JR'S UNIT | ONDI / ROBERT / NORSON
In-house | LATTE HTS |  | APARTMENT RENOVATION | CHRISTIAN / ARNANI / JULIUS / SANTOCA
In-house | MAITE |  | MANZANO SOLAR PANEL | ERWIN / ERIC / JOHN PAUL / IVAN
2025-12-19
MOBIL / HKR | MOBIL / HKR |  | PREPARE ALL MATERIAL | NELSON V. | 8
2025-12-19
PM / Work Orders / Approved Work
PROJECT | LOCATION | WO# | DESCRIPTION | TECH ASSIGNED | EST. HRS | STATUS
Mobil | AGANA | 38753 | Vegetation growing in the storm grates | ALEX / GLEN |  | ASSESSMENT P4
Mobil | MAITE | 38777 / 38778 | McDonald's kitchen side air conditioner not cold / Require to replace 1 unit air conditioner vent due to rusty at the McDonald's area | REY / SAM |  | ASSESSMENT P4, P4
Mobil | YONA | 38677 | to repair ac evaporator fan motor and to replace the bushing type bearing and the motor blower bearing | REY / SAM |  | APPROVED 1895
Mobil | EAST AGANA / UPPER TUMON / | NONE | Air & water repainting and Face Plate installation | REY / SAM |  | APPROVED HLC13
Mobil | ADELUP | 38499 | To remove existing molds under slab due to moist from rooftop, need to waterblast & waterproof | EFREN / MARVIN / GEORGE |  | APPROVED 1849
2025-12-19
PM / Work Orders / Approved Work
Mobil | BARRIGADA HTS | NONE | ONIGIRI FINISHING WORKS | OMIE / MANNY |  | APPROVED BY OWNER
2025-12-19
PM / Work Orders / Approved Work
HKR | TALOFOFO |  | ESS | NILO / BRYAN
HKR | SCHOOLS |  | SCHOOLS | JOEL / ROGER
2025-12-19
PM / Work Orders / Approved Work
In-house | WAREHOUSE 1 |  | RENOVATION OF KUYA JR'S UNIT | ONDI / ROBERT / NORSON
In-house | LATTE HTS |  | APARTMENT RENOVATION | CHRISTIAN / ARNANI / ARIEL
In-house | TAMUNING |  | HEADQUARTER | JULIUS / DONDON / (ALEX /GLEN - AFTER WORK ORDER)
In-house | TAMUNING |  | RVO AC UNIT FOR REPAIR | EFREN / MARVIN
Others | MAITE |  | MANZANO SOLAR PANEL | ERWIN / ERIC / JOHN PAUL / IVAN
2025-12-22
MOBIL / HKR | MOBIL / HKR |  | PREPARE ALL MATERIAL | NELSON V. | 8
2025-12-22
PM / Work Orders / Approved Work
PROJECT | LOCATION | WO# | DESCRIPTION | TECH ASSIGNED | EST. HRS | STATUS
Mobil | YIGO PA | 38788 / 38789 / 38790 / 38791 | Remove dirt and sediment buildup on pathway caused by runoff from incoming traffic. / Remove algae buildup along curb inlets upgradient to MYG-1. / Clean and degrease oil stains observed on fuel pump island concrete surface. / Remove oil stains and residue around fuel pump island area identified during inspection. | GLEN / SANTOCA / JULIUS |  | ASSESSMENT P4, P4, P4, P4
Mobil | REMAINING STATIONS | NONE | Air & water repainting and Face Plate installation | REY / SAM |  | APPROVED HLC13
Mobil | UPPER TUMON | 38798 | Walk in cooler is not cooling need to check | EFREN / MARVIN |  | ASSESSMENT P3
Mobil | MAITE | 38793 | Forecourt all wave sign lights not working(Chan) | EFREN / MARVIN |  | ASSESSMENT P4
Mobil | FATIMA | 38796 | restroom drainage is clog (CH) | EFREN / MARVIN |  | ASSESSMENT P4
2025-12-22
PM / Work Orders / Approved Work
Mobil | BARRIGADA HTS | NONE | ONIGIRI FINISHING WORKS | OMIE / MANNY |  | APPROVED BY OWNER
2025-12-22
PM / Work Orders / Approved Work
HKR | TALOFOFO |  | ESS | NILO / BRYAN
HKR | SCHOOLS |  | SCHOOLS | KIMPEE / KAI
2025-12-22
PM / Work Orders / Approved Work
In-house | WAREHOUSE 1 |  | RENOVATION OF KUYA JR'S UNIT | ONDI / ROBERT / NORSON / RONALD
In-house | LATTE HTS |  | APARTMENT RENOVATION | CHRISTIAN / ARNANI / ARIEL
In-house | TAMUNING |  | HEADQUARTER | DONDON
In-house | TAMUNING |  | RVO AC UNIT FOR REPAIR | EFREN / MARVIN
Others | MAITE |  | MANZANO SOLAR PANEL | ERWIN / ERIC / JOHN PAUL / IVAN
2025-12-23
MOBIL / HKR | MOBIL / HKR |  | PREPARE ALL MATERIAL | NELSON V. | 8
2025-12-23
PM / Work Orders / Approved Work
PROJECT | LOCATION | WO# | DESCRIPTION | TECH ASSIGNED | EST. HRS | STATUS
Mobil | MAITE | 38752 / 38778 | To install new pedestal for the damage perimeter pole light and fence pole, to rewire damage electrical circuit, to replace the perimeter pole, as well as the perimeter light, and to install new fence pole. / To replace 2 sets of damaged AC vent | GLEN / ARIEL / EFREN / MARVIN |  | APPROVED 1914, APPROVED 1921
Mobil | REMAINING STATIONS | NONE | Air & water repainting and Face Plate installation | REY / SAM |  | APPROVED HLC13
2025-12-23
PM / Work Orders / Approved Work
Mobil | BARRIGADA HTS | NONE | ONIGIRI FINISHING WORKS | OMIE / MANNY |  | APPROVED BY OWNER
2025-12-23
PM / Work Orders / Approved Work
HKR | TALOFOFO |  | ESS | NILO / BRYAN
HKR | SCHOOLS |  | SCHOOLS | KIMPEE / KAI
2025-12-23
PM / Work Orders / Approved Work
In-house | WAREHOUSE 1 |  | RENOVATION OF KUYA JR'S UNIT | ONDI / ROBERT / NORSON / RONALD
In-house | LATTE HTS |  | APARTMENT RENOVATION | CHRISTIAN / ARNANI / MANNY
In-house | PAGO BAY |  | GENERAL CLEANING | DONDON
In-house | HEADQUARTER |  | GR. FLR LADIES CR, CEILING LEAK. TO REPAIR LEAK AND REPLACE DAMAGED FIBER CEMENT BOARD / REPAIR & REPAINTING OF RUSTED TRUSSES | OMIE / JULIUS
In-house | HEADQUARTER |  | ACU GENERAL INSPECTION, & MAINTENANCE | EFREN / MARVIN
Others | MAITE |  | MANZANO SOLAR PANEL | ERWIN / ERIC / IVAN
2025-12-24
MOBIL / HKR | MOBIL / HKR |  | PREPARE ALL MATERIAL | NELSON V. | 8
2025-12-24
PM / Work Orders / Approved Work
PROJECT | LOCATION | WO# | DESCRIPTION | TECH ASSIGNED | EST. HRS | STATUS
Mobil | MAITE | 38752 / 38778 / 38827 | To install new pedestal for the damage perimeter pole light and fence pole, to rewire damage electrical circuit, to replace the perimeter pole, as well as the perimeter light, and to install new fence pole. / To replace fan motor | GLEN / ARIEL / EFREN / MARVIN / ERWIN |  | APPROVED 1914, APPROVE 1921, P2
Mobil | REMAINING STATIONS | NONE | Air & water repainting and Face Plate installation | REY / SAM |  | APPROVED HLC13
2025-12-23
PM / Work Orders / Approved Work
Mobil | BARRIGADA HTS | NONE | ONIGIRI FINISHING WORKS | OMIE / MANNY |  | APPROVED BY OWNER
Mobil | UPPER TUMON | 38812 | walk in cooler filter dryer & flush unit to be replaced | REY / SAM |  | ASSESSMENT P4
2025-12-24
PM / Work Orders / Approved Work
HKR | TALOFOFO |  | ESS | NILO / BRYAN
HKR | SCHOOLS |  | SCHOOLS | KIMPEE / KAI
2025-12-24
PM / Work Orders / Approved Work
In-house | WAREHOUSE 1 |  | RENOVATION OF KUYA JR'S UNIT / WAREHOUSE 1 | ONDI / ROBERT / NORSON / RONALD / MANNY / OMIE
In-house | LATTE HTS |  | APARTMENT RENOVATION | CHRISTIAN / ARNANI
In-house | SINAJANA |  | AC REPAIR AT BOSS ED'S UNIT AT SINAJANA | EFREN / MARVIN
In-house | HEADQUARTER |  | ACU GENERAL INSPECTION, & MAINTENANCE | EFREN / MARVIN
In-house | HEADQUARTER |  | REPAINTING OF RUSTED TRUSSES | OMIE / JULIUS
Others | MAITE |  | MANZANO SOLAR PANEL | ERWIN / ERIC / IVAN
2025-12-26
MOBIL / HKR | MOBIL / HKR |  | PREPARE ALL MATERIAL | NELSON V. | 8
2025-12-26
PM / Work Orders / Approved Work
PROJECT | LOCATION | WO# | DESCRIPTION | TECH ASSIGNED | EST. HRS | STATUS
Mobil | MAITE | 38752 / 38778 / 38827 / 38819 | To install new pedestal for the damage perimeter pole light and fence pole, to rewire damage electrical circuit, to replace the perimeter pole, as well as the perimeter light, and to install new fence pole. / To replace 2 sets of damaged AC vent / To replace fan motor / inside McD ceiling above entrance and dining area is leaking, it been raining | GLEN / EFREN / MARVIN / ERWIN / KIMPEE / RONALD |  | APPROVED 1914, APPROVE 1921, ASSESSMENT P2, P4
Mobil | REMAINING STATIONS | NONE | Air & water repainting and Face Plate installation | REY / SAM / JULIUS |  | APPROVED HLC13
2025-12-23
PM / Work Orders / Approved Work
Mobil | BARRIGADA HTS | NONE | ONIGIRI FINISHING WORKS | OMIE / MANNY |  | APPROVED BY OWNER
Mobil | ANIGUA | 38651 | To replace and install arrow sign | REY / SAM / JULIUS |  | APPROVED 1888
Mobil | MANGILAO | 38831 | Ice machine not working | REY / SAM / JULIUS |  | ASSESSMENT P4
Mobil | UPPER TUMON | 38812 | walk in cooler filter dryer & flush unit to be replaced | REY / SAM / JULIUS |  | ASSESSMENT P4
Mobil | AIRPORT | 38816 | The drainage in front of EZ Auto is clogged | ERIC / IVAN |  | ASSESSMENT P3
Mobil | YSENGSONG | 38832 / 38833 | To replace door knob & deadbolt for storage door outside. Please assist / Needs to fix the hole from the wall where it holds the gate handle in order for it to lock.Please assist | ERIC / IVAN |  | APPROVED HLC13
2025-12-26
PM / Work Orders / Approved Work
HKR | TALOFOFO |  | ESS | NILO / BRYAN
2025-12-26
PM / Work Orders / Approved Work
In-house | WAREHOUSE 1 |  | RENOVATION OF KUYA JR'S UNIT / WAREHOUSE 1 | ONDI / ROBERT / NORSON / MANNY / OMIE
In-house | LATTE HTS |  | APARTMENT RENOVATION | CHRISTIAN / ARNANI / ARIEL
2025-12-29
MOBIL / HKR | MOBIL / HKR |  | PREPARE ALL MATERIAL | NELSON V. | 8
2025-12-29
PM / Work Orders / Approved Work
PROJECT | LOCATION | WO# | DESCRIPTION | TECH ASSIGNED | EST. HRS | STATUS
Mobil | YIGO PA | 38850 | air pump's hose is leaking | ERWIN / RONALD |  | ASSESSMENT P4
Mobil | YIGO NORTH |  | Sub-Panel installation | REY / EFREN / ERIC |  | APPROVED WITH P.O
Mobil | FATIMA | 38844 | Ice Maker very slow to produce Ice | REY / EFREN / ERIC |  | ASSESSMENT P4
Mobil | BARRIGADA HTS | 38846 | Requesting to get proper cover for drainage for ice machine and sink. | REY / EFREN / ERIC |  | ASSESSMENT P4
Mobil | UPPER TUMON | 38812 | walk in cooler filter dryer & flush unit to be replaced | REY / EFREN / ERIC |  | ASSESSMENT P4
2025-12-29
PM / Work Orders / Approved Work
HKR | TALOFOFO |  | ESS | NILO / BRYAN
2025-12-29
PM / Work Orders / Approved Work
In-house | WAREHOUSE 1 |  | RENOVATION OF KUYA JR'S UNIT / WAREHOUSE 1 | ONDI / ROBERT / NORSON / OMIE
In-house | LATTE HTS |  | APARTMENT RENOVATION | CHRISTIAN / ARNANI / MANNY
In-house | HEADQUARTERS |  | ACU MAINTENANCE | ERWIN / RONALD / SAM
In-house |  |  | LANDSCAPING INSPECTION | EDGAR / JULIUS / SANTOCA
In-house | HEADQUARTERS |  | INVENTORY COUNT | KIMPEE / IVAN / GLEN
In-house | MEDICAL OFFICE |  | INVENTORY COUNT | ARIEL / MARVIN
2025-12-30
MOBIL / HKR | MOBIL / HKR |  | PREPARE ALL MATERIAL | NELSON V. | 8
2025-12-30
PM / Work Orders / Approved Work
PROJECT | LOCATION | WO# | DESCRIPTION | TECH ASSIGNED | EST. HRS | STATUS
Mobil | AIRPORT | 38850 | Electrical system installation including 18k BTU AC | REY / ERWIN / SAM / RONALD |  | APPROVED WITH P.O
Mobil | YIGO NORTH |  | Sub-Panel installation | JUNJUN / EFREN / ERIC |  | APPROVED WITH P.O
HKR | TALOFOFO |  | ESS | NILO / BRYAN
2025-12-30
PM / Work Orders / Approved Work
In-house | WAREHOUSE 1 |  | RENOVATION OF KUYA JR'S UNIT / WAREHOUSE 1 | ONDI / ROBERT / NORSON
In-house | LATTE HTS |  | APARTMENT RENOVATION | OMIE / ARNANI / MANNY
In-house | HEADQUARTERS |  | REPAINTING WORKS | CHRISTIAN / RONALD
In-house |  |  | LANDSCAPING INSPECTION | EDGAR / JULIUS
In-house | HEADQUARTERS |  | INVENTORY COUNT | KIMPEE / IVAN / GLEN
In-house | MEDICAL OFFICE |  | INVENTORY COUNT | ARIEL / MARVIN
2025-12-31
MOBIL / HKR | MOBIL / HKR |  | PREPARE ALL MATERIAL | NELSON V. | 8
2025-12-31
PM / Work Orders / Approved Work
PROJECT | LOCATION | WO# | DESCRIPTION | TECH ASSIGNED | EST. HRS | STATUS
Mobil | AIRPORT | 38850 | Electrical system installation including 18k BTU AC | REY / ERWIN / SAM |  | APPROVED WITH P.O
Mobil | IPAN | NONE | Repainting of Canopy ceiling and structural columns | MANNY / GLEN / IVAN / ARNANI / NORSON / OMIE |  | APPROVED
Mobil | OTHERS | NONE | Delivery of chains | ERIC / EFREN / CHRISTIAN / ARIEL |  | APPROVED
HKR | YIGO |  | ISLAND GIRL | JOEL / KIMPEE
HKR | TALOFOFO |  | ESS | NILO / BRYAN
2025-12-31
PM / Work Orders / Approved Work
In-house | WAREHOUSE 1 |  | RENOVATION OF KUYA JR'S UNIT / WAREHOUSE 1 | ONDI / ROBERT
In-house | WAREHOUSE 1 |  | LANDSCAPING INSPECTION | EDGAR / JULIUS
In-house | PAGO BAY |  | GENERAL CLEANING | DONDON
CANCELLED - DONE BY FIX BUILDERS
Mobil | MANGILAO | 38335 | To remove and replace LED Driver for MID Sign | REY / ERWIN / EFREN |  | APPROVED 1798 | CANCELLED
Mobil | YIGO NORTH | 38159 | Need to apply water proofing at the rooftop to stop leaking. *NOTE: DEPENDS ON WEATHER. MUST BE DONE DURING FAIR/SUNNY DAY. | EFREN / SAM / MARVIN |  | CM

## January 2026
2025-12-01
MOBIL / HKR | MOBIL / HKR |  | PREPARE ALL MATERIAL | KAI | 8
2025-12-01
PM / Work Orders / Approved Work
PROJECT | LOCATION | WO# | DESCRIPTION | TECH ASSIGNED | EST. HRS | STATUS
Mobil | AIRPORT | 38419 | To replace LED driver & LED Light | REY / ERWIN |  | APPROVED 1824
Mobil | YIGO PA | 38478 / 38569 | To install new wiring system for EPC, Panther POS pin pad and Docomo Inter net line and to remove the existing damage wires / back office air conditioning is dripping water | REY / EFREN / KIMPEE |  | APPROVED 1839
Mobil | MAITE | 38463 / 38539 | To reconstruct leaking mop sink / To remove damage water filter & install a new ice machine water filter housing | REY / EFREN / KIMPEE |  | APPROVED 1831; APPROVED 1852
Mobil | TAMUNING | 38371 | To deliver and install refurbished dumpster door | REY / EFREN / KIMPEE |  | APPROVED 1817;
Mobil | AIRPORT | 38572 | The sink faucet in the men's restroom is broken | REY / EFREN / KIMPEE |  | ASSESSMENT P4
Mobil | YIGO PA / YIGO NORTH / YSENGSONG | NONE | Electrical Inspection, generator inspection, Smoke Detector Inspection, Airconditioning, Refrigeration & Walk in Cooler, Water System Inspection. | REY / EFREN / KIMPEE |  | PM
2025-12-01
PM / Work Orders / Approved Work
Mobil | BARRIGADA HTS | NONE | ONIGIRI FINISHING WORKS | OMIE / MANNY |  | APPROVED BY OWNER
2025-12-01
PM / Work Orders / Approved Work
Mobil | YSENGSONG / YIGO NORTH | NONE | Storm Drain Cleaning / Landscaping inspection | ALEX / SANTOCA |  | PM
Mobil | YIGO PA | 38536 | cement pouring for side of the building due to rat hole | GLEN / ARIEL
Mobil | YSENGSONG | 38583 | The airpump has an air leak, due to a hole on the hose. Needs replacement. | GLEN / ARIEL |  | ASSESSMENT P4
Mobil | FATIMA | 38582 | Toilet seat is broken, completely unhinged | GLEN / ARIEL |  | ASSESSMENT P3
Mobil | ANIGUA | 38587 | Cashier area wooden cabinet is broken | GLEN / ARIEL |  | ASSESSMENT P4
Mobil | AGANA / BARRIGADA HTS | NONE | Landscaping Inspection, General Painting curbs, parking, pavement, Bollards, Pay Gas n Go Touch Up Gen. Bldg. Typhoon shutter / Landscaping Inspection *NOTE: PLEASE PRIORITIZE PAINTING WORKS DURING FAIR/ GOOD WEATHER. | NORSON / NILO / CHRISTIAN / MARVIN |  | PM
2025-11-21
PM / Work Orders / Approved Work
Mobil | BARRIGADA | NONE | ONIGIRI STORE COUNTER | OMIE / MANNY |  | APPROVED BY OWNER
2025-11-14
Mobil | YONA / IPAN / ADELUP / ANIGUA | NONE | Landscaping Inspection | SANTOCA / MARVIN |  | PM
2025-12-01
PM / Work Orders / Approved Work
HKR | TALOFOFO |  | ESS | NILO / BRYAN
HKR | TALOFOFO |  | ESS | NILO / BRYAN
HKR | SCHOOLS |  | SCHOOLS | JOEL / ARNANI
2025-12-01
PM / Work Orders / Approved Work
In-house | WAREHOUSE 1 |  | RENOVATION OF KUYA JR'S UNIT / LANDSCAPING | ONDI / ROBERT / / EDGAR
In-house | PAGO BAY |  | SOLAR PANEL | ERWIN / ERIC / IVAN / SAM
2025-12-02
MOBIL / HKR | MOBIL / HKR |  | PREPARE ALL MATERIAL | KAI | 8
2025-12-02
PM / Work Orders / Approved Work
PROJECT | LOCATION | WO# | DESCRIPTION | TECH ASSIGNED | EST. HRS | STATUS
Mobil | AIRPORT | 38419 | To replace LED driver & LED Light | REY / ERWIN |  | APPROVED 1824
In-house | AGAT |  | HVAC OF AGAT APARTMENT FOR REPAIR | REY / GLEN / BRYAN
Mobil | AGAT | 38562 | Air pump chuck damaged | REY / GLEN / BRYAN |  | ASSESSMENT P4
Mobil | AGANA | 38573 | Air pump wobbling, not fully secured | REY / GLEN / BRYAN |  | ASSESSMENT P4
Mobil | EAST AGANA | 38571 | Ice machine is leaking water, also inside white metal flap is rusted, need replace | REY / GLEN / BRYAN |  | ASSESSMENT P4
Mobil | YIGO PA | 38478 / 38569 | To install new wiring system for EPC, Panther POS pin pad and Docomo Inter net line and to remove the existing damage wires / back office air conditioning is dripping water | REY / GLEN / BRYAN |  | APPROVED 1839
Mobil | MAITE | 38463 | To reconstruct leaking mop sink | EFREN / KIMPEE / ARIEL |  | APPROVED 1831;
Mobil | MAITE / YIGO PA / YIGO NORTH / YSENGSONG | NONE | Electrical Inspection, generator inspection, Smoke Detector Inspection, Airconditioning, Refrigeration & Walk in Cooler, Water System Inspection. | EFREN / KIMPEE / ARIEL |  | PM
2025-12-02
PM / Work Orders / Approved Work
Mobil | BARRIGADA HTS | NONE | ONIGIRI FINISHING WORKS | OMIE / MANNY |  | APPROVED BY OWNER
2025-12-02
PM / Work Orders / Approved Work
Mobil | YSENGSONG / YIGO NORTH | NONE | Storm Drain Cleaning / Landscaping inspection | ALEX / SANTOCA |  | PM
Mobil | YONA / IPAN / MANGILAO | NONE | General Painting curbs, parking, pavement, Bollards / Gen. Bldg. Typhoon shutter *NOTE: PLEASE PRIORITIZE PAINTING WORKS DURING FAIR/ GOOD WEATHER. | NORSON / NILO / CHRISTIAN / ALEX / ARIEL |  | PM
Mobil | YONA / IPAN / MANGILAO | NONE | Landscaping Inspection | SANTOCA / MARVIN |  | PM
2025-12-02
PM / Work Orders / Approved Work
HKR | TALOFOFO |  | ESS | NILO / BRYAN
HKR | TALOFOFO |  | ESS | NILO / BRYAN
HKR | SCHOOLS |  | SCHOOLS | JOEL / ARNANI
2025-12-02
PM / Work Orders / Approved Work
In-house | WAREHOUSE 1 |  | RENOVATION OF KUYA JR'S UNIT / LANDSCAPING | ONDI / ROBERT / / EDGAR
In-house | PAGO BAY |  | SOLAR PANEL | ERWIN / ERIC / IVAN / SAM
2025-12-03
MOBIL / HKR | MOBIL / HKR |  | PREPARE ALL MATERIAL | KAI | 8
2025-12-03
PM / Work Orders / Approved Work
PROJECT | LOCATION | WO# | DESCRIPTION | TECH ASSIGNED | EST. HRS | STATUS
Mobil | AIRPORT | 38419 | To replace LED driver & LED Light | REY / ERWIN |  | APPROVED 1824
Mobil | YONA | 38611 / 38612 | Several areas canopy ceiling are rusted and infested with spiders and dirty, request to fix / C-store building paint its bubbles (outside), request to fix | ARIEL / GLEN |  | ASSESSMENT P4
Mobil | IPAN | 38594 | Air pump no air coming out | ARIEL / GLEN |  | ASSESSMENT P4
Mobil | AIRPORT | 38595 | sink in men’s restroom is leaking. | ARIEL / GLEN |  | ASSESSMENT P4
Mobil | MAITE | 38616 / 38617 | Rusted Mobil logo on the bottom front of the c-store / Walk in cooler fan need to be secure and cover properly | REY / BRYAN |  | ASSESSMENT P4
Mobil | SINAJANA | 38592 | Ice Machine not dispensing ice and Ice cream freezer not cooling properly | REY / BRYAN |  | ASSESSMENT P4
Mobil | EAST AGANA | 38571 / 38601 | Ice machine is leaking water, also inside white metal flap is rusted, need replace / ACU in the store is leaking | REY / BRYAN |  | ASSESSMENT P4
Mobil | YIGO NORTH | 38610 | Air pump missing air pin | EFREN / KIMPEE / NILO |  | ASSESSMENT P4
Mobil | FATIMA | 38599 | Air pump is not working | EFREN / KIMPEE / NILO |  | ASSESSMENT P4
Mobil | LIGUAN | 38615 | Air gauge/ Pump has no sounds when in use | EFREN / KIMPEE / NILO |  | ASSESSMENT P4
Mobil | YIGO PA / YIGO NORTH / FATIMA / LIGUAN | NONE | Electrical Inspection, generator inspection, Smoke Detector Inspection, Airconditioning, Refrigeration & Walk in Cooler, Water System Inspection. | EFREN / KIMPEE / NILO |  | PM
2025-12-03
PM / Work Orders / Approved Work
Mobil | BARRIGADA HTS | NONE | ONIGIRI FINISHING WORKS | OMIE / MANNY |  | APPROVED BY OWNER
2025-12-03
PM / Work Orders / Approved Work
Mobil | YSENGSONG / YIGO NORTH | NONE | Storm Drain Cleaning / Landscaping inspection | ALEX / SANTOCA |  | PM
Mobil | AGANA / ANIGUA / ADELUP | NONE | General Painting curbs, parking, pavement, Bollards / Gen. Bldg. Typhoon shutter *NOTE: PLEASE PRIORITIZE PAINTING WORKS DURING FAIR/ GOOD WEATHER. | NORSON / CHRISTIAN / ALEX |  | PM
Mobil | AGANA | 38593 | Overgrown vines growing above generator & storage room to be trimmed 3 feet away from walls. | SANTOCA / MARVIN |  | ASSESSMENT P4
Mobil | AGANA / ANIGUA / ADELUP | NONE | Landscaping Inspection | SANTOCA / MARVIN |  | PM
2025-12-03
PM / Work Orders / Approved Work
HKR | TALOFOFO |  | ESS | NILO / BRYAN
HKR | TALOFOFO |  | ESS | NILO / BRYAN
HKR | SCHOOLS |  | SCHOOLS | JOEL / ARNANI
2025-12-03
PM / Work Orders / Approved Work
In-house | WAREHOUSE 1 |  | RENOVATION OF KUYA JR'S UNIT / LANDSCAPING | ONDI / ROBERT / / EDGAR
In-house | PAGO BAY |  | SOLAR PANEL | ERWIN / ERIC / IVAN / SAM
2025-12-04
MOBIL / HKR | MOBIL / HKR |  | PREPARE ALL MATERIAL | JM | 8
2025-12-04
PM / Work Orders / Approved Work
PROJECT | LOCATION | WO# | DESCRIPTION | TECH ASSIGNED | EST. HRS | STATUS
Mobil | AIRPORT | 38419 | To replace LED driver & LED Light | REY / ERWIN |  | APPROVED 1824
Mobil | IPAN | 38594 | Air pump no air coming out | ARIEL / GLEN / IVAN
Mobil | LIGUAN | 38410 | Back door not closing properly , hot air came in , rusted bottom and side panel Please see attached picture (For Door replacement) | ARIEL / GLEN / IVAN |  | APPROVED 1821
Mobil | MANGILAO | 38590 / 38624 / 38628 | Ice Machine troubleshooting, removal and parts replacement / our ceiling outside the facia is damaged. Need to fix it. / Pump 4 leaking water inside the colums | REY / NILO |  | APPROVED 1859; ASSESSMENT P4, P4
Mobil | MAITE | 38616 / 38617 | Rusted Mobil logo on the bottom front of the c-store / Walk in cooler fan need to be secure and cover properly | REY / NILO |  | ASSESSMENT P4
Mobil | SINAJANA | 38592 | Ice Machine not dispensing ice and Ice cream freezer not cooling properly | REY / NILO |  | ASSESSMENT P4
Mobil | AGANA | 38631 | Request to check on the temperature for the ice cream & ice cube freezer. | EFREN / KIMPEE / KAI |  | ASSESSMENT P4
Mobil | APRA | 38630 | Grease Trap (Odor Smell). | EFREN / KIMPEE / KAI |  | ASSESSMENT P4
Mobil | AGANA / APRA / TAMUNING / | NONE | Electrical Inspection, generator inspection, Smoke Detector Inspection, Airconditioning, Refrigeration & Walk in Cooler, Water System Inspection. | EFREN / KIMPEE / KAI |  | PM
2025-12-04
PM / Work Orders / Approved Work
Mobil | BARRIGADA HTS | NONE | ONIGIRI FINISHING WORKS | OMIE / MANNY |  | APPROVED BY OWNER
2025-12-04
PM / Work Orders / Approved Work
Mobil | YSENGSONG / YIGO NORTH | NONE | Storm Drain Cleaning / Landscaping inspection | ALEX / SANTOCA |  | PM
Mobil | UPPER TUMON | NONE | Landscaping Inspection / General Painting curbs, parking, pavement, Bollards / Gen. Bldg. Typhoon shutter *NOTE: PLEASE PRIORITIZE PAINTING WORKS DURING FAIR/ GOOD WEATHER. | MARVIN / CHRISTIAN / ALEX /SANTOCA |  | PM
Mobil |  | NONE | Landscaping Inspection | SANTOCA / MARVIN |  | PM
2025-12-04
PM / Work Orders / Approved Work
HKR | TALOFOFO |  | ESS | BRYAN
HKR | TALOFOFO |  | ESS | NILO / BRYAN
HKR | SCHOOLS |  | SCHOOLS | JOEL / ARNANI
2025-12-04
PM / Work Orders / Approved Work
In-house | WAREHOUSE 1 |  | RENOVATION OF KUYA JR'S UNIT / LANDSCAPING | ONDI / ROBERT / / EDGAR / NORSON
In-house | PAGO BAY |  | SOLAR PANEL | ERWIN / ERIC / SAM
2025-12-05
MOBIL / HKR | MOBIL / HKR |  | PREPARE ALL MATERIAL | JM | 8
2025-12-05
PM / Work Orders / Approved Work
PROJECT | LOCATION | WO# | DESCRIPTION | TECH ASSIGNED | EST. HRS | STATUS
Mobil | AIRPORT | 38419 | To replace LED driver & LED Light | REY / ERWIN |  | APPROVED 1824
Mobil | LIGUAN | 38410 | Back door not closing properly , hot air came in , rusted bottom and side panel Please see attached picture (For Door replacement) | ARIEL / IVAN / GLEN |  | APPROVED 1821
Mobil | YSENGSONG | 38646 | Cement cracked at the bottom wall from the front window area. (SW) | ARIEL / IVAN / GLEN |  | ASSESSMENT P4
Mobil | UPPER TUMON | NONE | General Painting curbs, parking, pavement, Bollards / Gen. Bldg. Typhoon shutter *NOTE: PLEASE PRIORITIZE PAINTING WORKS DURING FAIR/ GOOD WEATHER. | ARIEL / IVAN / GLEN |  | PM
Mobil | MANGILAO | 38590 / 38624 / 38628 / 38643 | Ice Machine troubleshooting, removal and parts replacement / our ceiling outside the facia is damaged. Need to fix it. / Pump 4 leaking water inside the colums / Female toilet fan is making noise. | REY / ARNANI |  | APPROVED 1859; ASSESSMENT P4, P4, P4
Mobil | ANIGUA | 38651 | Arrow sign is broken at the entrance | REY / ARNANI |  | ASSESSMENT P4
Mobil | EAST AGANA | 38474 / 38575 | faucet(next to p7) is dripping water / Both toilet flush is leaking under the handle. | REY / ARNANI |  | APPROVED 1872 , 1873
Mobil | FATIMA | 38644 / 38645 | Requesting one new outlet GFCI for hotdog steamer. / Reporting the outlet for siopao equipment need to replace due is not working and need to be GFCI protected. | EFREN / KIMPEE / JULIUS |  | ASSESSMENT P4, P4
Mobil | FATIMA / LIGUAN / UPPER TUMON | NONE | Electrical Inspection, generator inspection, Smoke Detector Inspection, Airconditioning, Refrigeration & Walk in Cooler, Water System Inspection. | EFREN / KIMPEE / JULIUS |  | PM
2025-12-05
PM / Work Orders / Approved Work
Mobil | BARRIGADA HTS | NONE | ONIGIRI FINISHING WORKS | OMIE / MANNY |  | APPROVED BY OWNER
Mobil | BARRIGADA HTS | 38649 | Man restroom stall toilet is leaking need to get it check. | OMIE / MANNY |  | ASSESSMENT P3
2025-12-05
PM / Work Orders / Approved Work
Mobil | YSENGSONG / YIGO NORTH | NONE | Storm Drain Cleaning / Landscaping inspection | ALEX / SANTOCA |  | PM
Mobil | FATIMA | NONE | General Painting curbs, parking, pavement, Bollards / Gen. Bldg. Typhoon shutter *NOTE: PLEASE PRIORITIZE PAINTING WORKS DURING FAIR/ GOOD WEATHER. | CHRISTIAN / ALEX / RONALD |  | PM
Mobil | UPPER TUMON / FATIMA / YSENGSONG | NONE | Landscaping Inspection | SANTOCA / MARVIN |  | PM
2025-12-05
PM / Work Orders / Approved Work
HKR | TALOFOFO |  | ESS | NILO / BRYAN
HKR | SCHOOLS |  | SCHOOLS | JOEL
2025-12-05
PM / Work Orders / Approved Work
In-house | WAREHOUSE 1 |  | RENOVATION OF KUYA JR'S UNIT / LANDSCAPING | ONDI / ROBERT / NORSON
In-house | PAGO BAY |  | SOLAR PANEL | ERWIN / ERIC / SAM
In-house | PAGO BAY |  | BOSS ED'S RESIDENTIAL UNIT | DONDON
2025-12-08
MOBIL / HKR | MOBIL / HKR |  | PREPARE ALL MATERIAL | NELSON V. | 8
2025-12-08
PM / Work Orders / Approved Work
PROJECT | LOCATION | WO# | DESCRIPTION | TECH ASSIGNED | EST. HRS | STATUS
Mobil | AIRPORT | 38419 | To replace LED driver & LED Light | REY / ERWIN |  | APPROVED 1824
Mobil | YSENGSONG | 38656 | 3 Compartment Sink Cold Water handle broken and causing faucet to be leaking, unable to shut off properly. | ARIEL / IVAN / GLEN |  | ASSESSMENT P3
Mobil | LIGUAN | 38410 | Back door not closing properly , hot air came in , rusted bottom and side panel Please see attached picture (For Door replacement) | ARIEL / IVAN / GLEN |  | APPROVED 1821
Mobil | MANGILAO | 38624 / 38628 / 38643 | Our ceiling outside the facia is damaged. Need to fix it. / Pump 4 leaking water inside the colums / Female toilet fan is making noise. | REY / ERIC / SAM |  | ASSESSMENT P4, P4, P4
Mobil | ANIGUA | 38651 | Arrow sign is broken at the entrance | REY / ERIC / SAM |  | ASSESSMENT P4
Mobil | YONA | 38657 / 38639 | Requesting to check our station for all water access due our water bill for last month too high. / To install new additional GFCI for separate equipment | REY / ERIC / SAM |  | ASSESSMENT P4
Mobil | MAITE | 38616 / 38617 | To repaint C-store exterior building walls-Mobil Logo/ To secure walk-in cooler fan | REY / ERIC / SAM |  | APPROVED 1883, APPROVED 1881
Mobil | YIGO PA / YIGO NORTH / AIRPORT | NONE | Electrical Inspection, generator inspection, Smoke Detector Inspection, Airconditioning, Refrigeration & Walk in Cooler, Water System Inspection. | EFREN / KIMPEE / ARNANI |  | PM
2025-12-08
PM / Work Orders / Approved Work
Mobil | BARRIGADA HTS | NONE | ONIGIRI FINISHING WORKS | OMIE / MANNY |  | APPROVED BY OWNER
2025-12-08
PM / Work Orders / Approved Work
Mobil | YSENGSONG / YIGO NORTH | NONE | Storm Drain Cleaning / Landscaping inspection | ALEX / SANTOCA |  | PM
Mobil | YSENGSONG | NONE | Bollards Pay gas and go touch up paint *NOTE: PLEASE PRIORITIZE PAINTING WORKS DURING FAIR/ GOOD WEATHER. | CHRISTIAN / ALEX / MARVIN |  | PM
Mobil | YIGO NORTH / YIGO PA | NONE | Landscaping Inspection | SANTOCA / DONDON |  | PM
2025-12-08
PM / Work Orders / Approved Work
HKR | TALOFOFO |  | ESS | NILO / BRYAN
HKR | SCHOOLS |  | SCHOOLS | JOEL
2025-12-08
PM / Work Orders / Approved Work
In-house | WAREHOUSE 1 |  | RENOVATION OF KUYA JR'S UNIT / LANDSCAPING | ONDI / ROBERT / NORSON
In-house | PAGO BAY |  | SOLAR PANEL / LANDSCAPING | ERWIN / RONALD / JULIUS
In-house | WAREHOUSE 1 |  | GENERAL CLEANING OF SCRAP AND DEBRIS | DONDON
2025-12-09
MOBIL / HKR | MOBIL / HKR |  | PREPARE ALL MATERIAL | NELSON V. | 8
2025-12-09
PM / Work Orders / Approved Work
PROJECT | LOCATION | WO# | DESCRIPTION | TECH ASSIGNED | EST. HRS | STATUS
Mobil | AIRPORT | 38419 | To replace LED driver & LED Light | REY / ERWIN |  | APPROVED 1824
Mobil | LIGUAN | 38410 | Back door not closing properly , hot air came in , rusted bottom and side panel Please see attached picture (For Door replacement) | ARIEL / IVAN / GLEN |  | APPROVED 1821
Mobil | FATIMA | 38664 | Air pump not working again. | ARIEL / IVAN / GLEN |  | ASSESSMENT P4
Mobil | YONA | 38611 | To repair leaks, waterproof & repaint structural columns, beams & canopy ceiling | ARIEL / IVAN / GLEN |  | APPROVED 1878
Mobil | IPAN | 38611 | Several areas canopy ceiling are rusted and infested with spiders and dirty, request to fix | REY / SAM |  | ASSESSMENT P4
Mobil | MAITE | 38616 / 38617 | To repaint C-store exterior building walls-Mobil Logo/ To secure walk-in cooler fan | REY / SAM |  | APPROVED 1883, APPROVED 1881
Mobil | EAST AGANA / SINAJANA / ANIGUA / ADELUP | NONE | Electrical Inspection, generator inspection, Smoke Detector Inspection, Airconditioning, Refrigeration & Walk in Cooler, Water System Inspection. | EFREN / KIMPEE / ERIC |  | PM
2025-12-09
PM / Work Orders / Approved Work
Mobil | BARRIGADA HTS | NONE | ONIGIRI FINISHING WORKS | OMIE / MANNY |  | APPROVED BY OWNER
2025-12-09
PM / Work Orders / Approved Work
Mobil | YSENGSONG / YIGO NORTH | NONE | Storm Drain Cleaning / Landscaping inspection | ALEX / SANTOCA |  | PM
Mobil | YSENGSONG / YIGO PA | NONE | Bollards Pay gas and go touch up paint *NOTE: PLEASE PRIORITIZE PAINTING WORKS DURING FAIR/ GOOD WEATHER. | DONDON / ALEX / ARNANI |  | PM
Mobil | YIGO NORTH / YIGO PA | NONE | Landscaping Inspection | SANTOCA / CHRISTIAN |  | PM
2025-12-09
PM / Work Orders / Approved Work
HKR | TALOFOFO |  | ESS | NILO / BRYAN / MARVIN
HKR | SCHOOLS |  | SCHOOLS | JOEL
2025-12-09
PM / Work Orders / Approved Work
In-house | WAREHOUSE 1 |  | RENOVATION OF KUYA JR'S UNIT / LANDSCAPING | ONDI / ROBERT / NORSON
In-house | PAGO BAY |  | SOLAR PANEL / LANDSCAPING | ERWIN / RONALD / JULIUS
In-house | WAREHOUSE 1 |  | GENERAL CLEANING OF SCRAP AND DEBRIS | DONDON
2025-12-10
MOBIL / HKR | MOBIL / HKR |  | PREPARE ALL MATERIAL | NELSON V. | 8
2025-12-10
PM / Work Orders / Approved Work
PROJECT | LOCATION | WO# | DESCRIPTION | TECH ASSIGNED | EST. HRS | STATUS
Mobil | AIRPORT | 38419 | To replace LED driver & LED Light | REY / ERWIN |  | APPROVED 1824
Mobil | LIGUAN | 38410 | Back door not closing properly , hot air came in , rusted bottom and side panel Please see attached picture (For Door replacement) | ARIEL / GLEN / IVAN |  | APPROVED 1821
Mobil | YONA | 38611 | To repair leaks, waterproof & repaint structural columns, beams & canopy ceiling | ARIEL / IVAN / GLEN |  | APPROVED 1878
Mobil | IPAN | 38665 | Reporting restroom light is broken | REY / SAM / ERIC |  | ASSESSMENT P4
Mobil | YONA | 38677 /38678 /38679 / 38680 / 38681 /38682 /38684 | One of the AC in the C-Store fan motor has abnormal sound or unusual sound. / The sink at the storage area the faucet is leaking need to be replaced the cartridge (cold water) / Need to check possible ceiling leak near the electrical panel / Plate cover for outlet found broken side of ATM and the other outlet round is broken need to replace also. / One power outlet near the souvenier area are not functioning. / Electrical Panel A needs to be clean the corroded part/repaint and remove the water stuck in the cover. And need to change/replace the directory on Panel A because the directory packet has water. Please escalate this as urgent / Reporting the Air and water unit is leaking | REY / SAM / ERIC |  | ASSESSMENT P4 (ALL WO)
Mobil | MAITE | 38616 | To repaint C-store exterior building walls-Mobil Logo | REY / SAM / ERIC |  | APPROVED 1883
Mobil | YIGO PA | 38675 | 1 perimeter light at the exit area not working | EFREN / KIMPEE / DONDON |  | ASSESSMENT P4
Mobil | E. AGANA / IPAN / MANGILAO | NONE | Electrical Inspection, generator inspection, Smoke Detector Inspection, Airconditioning, Refrigeration & Walk in Cooler, Water System Inspection. | EFREN / KIMPEE / DONDON |  | PM
2025-12-10
PM / Work Orders / Approved Work
Mobil | BARRIGADA HTS | NONE | ONIGIRI FINISHING WORKS | OMIE / MANNY |  | APPROVED BY OWNER
2025-12-10
PM / Work Orders / Approved Work
Mobil | YSENGSONG / YIGO NORTH | NONE | Storm Drain Cleaning / Landscaping inspection | ALEX / SANTOCA |  | PM
Mobil | AIRPORT / LIGUAN | NONE | Bollards Pay gas and go touch up paint *NOTE: PLEASE PRIORITIZE PAINTING WORKS DURING FAIR/ GOOD WEATHER. | CHRISTIAN / ALEX / ARNANI |  | PM
Mobil | YIGO NORTH | NONE | Landscaping Inspection | SANTOCA / MARVIN |  | PM
2025-12-10
PM / Work Orders / Approved Work
HKR | TALOFOFO |  | ESS | NILO / BRYAN
HKR | SCHOOLS |  | SCHOOLS | JOEL
2025-12-10
PM / Work Orders / Approved Work
In-house | WAREHOUSE 1 |  | RENOVATION OF KUYA JR'S UNIT / LANDSCAPING | ONDI / ROBERT / NORSON
In-house | PAGO BAY |  | SOLAR PANEL / LANDSCAPING | ERWIN / RONALD / JULIUS
In-house | WAREHOUSE 1 |  | GENERAL CLEANING OF SCRAP AND DEBRIS | DONDON
2025-12-11
MOBIL / HKR | MOBIL / HKR |  | PREPARE ALL MATERIAL | NELSON V. | 8
2025-12-11
PM / Work Orders / Approved Work
PROJECT | LOCATION | WO# | DESCRIPTION | TECH ASSIGNED | EST. HRS | STATUS
Mobil | LIGUAN | 38410 | To repaint back door (Exit) | ALEX / ARNANI (MORNING) |  | APPROVED 1821
Mobil | YONA | 38611 | To repair leaks, waterproof & repaint structural columns, beams & canopy ceiling | ARIEL / GLEN / CHRISTIAN / ALEX /ARNANI (AFTERNOON) |  | APPROVED 1878
Mobil | YIGO NORTH | 38694 | Carwash inside and entrance drainage need to be clean up | REY / SAM / ERIC |  | ASSESSMENT P4
Mobil | YIGO PA | 38675 | 1 perimeter light at the exit area not working | REY / SAM / ERIC |  | ASSESSMENT P4
Mobil | YSENGSONG | 38686 | Ice machine is slow in harvesting. | REY / SAM / ERIC |  | ASSESSMENT P4
Mobil | BARRIGADA HTS | 38438 / 38697 | To refurbish typhoon shutter at subway area / Shutter subway is hard to open and close the roller got misaligned. | REY / SAM / ERIC |  | APPROVED 1833; CM
Mobil | MAITE | 38616 | To repaint C-store exterior building walls-Mobil Logo | REY / SAM / ERIC |  | APPROVED 1883
Mobil | EAST AGANA | 38700 | Smoke alarm in toilet in low battery and need to be replaced | EFREN / KIMPEE / IVAN |  | ASSESSMENT P4
Mobil | APRA HTS | 38630 | Grease trap air vent for repair to mitigate odor | EFREN / KIMPEE / IVAN |  | APPROVED 1880
Mobil | AGAT | 38693 | Faucet in the bathroom is leaking water | EFREN / KIMPEE / IVAN |  | ASSESSMENT P4
Mobil | APRA / AGAT / MANGILAO | NONE | Electrical Inspection, generator inspection, Smoke Detector Inspection, Airconditioning, Refrigeration & Walk in Cooler, Water System Inspection. | EFREN / KIMPEE / IVAN |  | PM
2025-12-11
PM / Work Orders / Approved Work
Mobil | BARRIGADA HTS | NONE | ONIGIRI FINISHING WORKS | OMIE / MANNY |  | APPROVED BY OWNER
2025-12-11
PM / Work Orders / Approved Work
Mobil | YSENGSONG / YIGO NORTH | NONE | Storm Drain Cleaning / Landscaping inspection | ALEX / SANTOCA |  | PM
Mobil | LIGUAN | NONE | Bollards Pay gas and go touch up paint *NOTE: PLEASE PRIORITIZE PAINTING WORKS DURING FAIR/ GOOD WEATHER. | ALEX / ARNANI (MORNING) |  | PM
Mobil | AGAT | NONE | Landscaping Inspection | SANTOCA / MARVIN |  | PM
2025-12-11
PM / Work Orders / Approved Work
HKR | TALOFOFO |  | ESS | NILO / BRYAN
HKR | SCHOOLS |  | SCHOOLS | JOEL
2025-12-11
PM / Work Orders / Approved Work
In-house | WAREHOUSE 1 |  | RENOVATION OF KUYA JR'S UNIT / LANDSCAPING | DONDON / EDGAR /ONDI / ROBERT / NORSON
In-house | PAGO BAY |  | SOLAR PANEL / LANDSCAPING | ERWIN / RONALD / JULIUS
In-house | WAREHOUSE 1 |  | GENERAL CLEANING OF SCRAP AND DEBRIS | DONDON
2025-12-12
MOBIL / HKR | MOBIL / HKR |  | PREPARE ALL MATERIAL | NELSON V. | 8
2025-12-12
PM / Work Orders / Approved Work
PROJECT | LOCATION | WO# | DESCRIPTION | TECH ASSIGNED | EST. HRS | STATUS
Mobil | YONA | 38679 | To repair cracks causing leaks, waterblast, reseal, and to apply waterproofing and 2 coats paint | ARIEL / GLEN / ALEX /ARNANI / NORSON |  | APPROVED 1896
Mobil | MAITE | 38616 | To repaint C-store exterior building walls-Mobil Logo | REY / SAM / ERIC |  | APPROVED 1883
Mobil | MANGILAO | 37860 | To install greasetrap & submersible pump | REY / SAM / ERIC |  | APPROVED
Mobil | ADELUP | 38616 | To repaint C-store exterior building walls-Mobil Logo | REY / SAM / ERIC |  | APPROVED 1883
Mobil | YIGO NORTH | 38694 / 38706 / 38707 / 38708 | Carwash inside and entrance drainage need to be clean up / The mesh wire is broken in the Storm grate near Subway drive thru exit / 2 sections of mesh wires at the entrance is broken / vegetation growing in exit storm grates, need cleaning | EFREN / NILO / IVAN |  | ASSESSMENT P4, P4, P4
Mobil | YIGO PA | 38675 | 1 perimeter light at the exit area not working | EFREN / NILO / IVAN |  | ASSESSMENT P4
Mobil | FATIMA | 38710 | Hand dryer in restroom is not working | EFREN / NILO / IVAN |  | ASSESSMENT P4
Mobil | MANGILAO | NONE | Electrical Inspection, generator inspection, Smoke Detector Inspection, Airconditioning, Refrigeration & Walk in Cooler, Water System Inspection. | EFREN / NILO / IVAN |  | PM
2025-12-12
PM / Work Orders / Approved Work
Mobil | BARRIGADA HTS | NONE | ONIGIRI FINISHING WORKS | OMIE / MANNY / CHRISTIAN |  | APPROVED BY OWNER
2025-12-12
PM / Work Orders / Approved Work
Mobil | UPPER TUMON | 38705 | 2 unit light bulbs in walk in chiller not working | ERWIN / BRYAN |  | ASSESSMENT P4
HKR | SCHOOLS |  | SCHOOLS | JOEL
2025-12-12
PM / Work Orders / Approved Work
In-house | WAREHOUSE 1 |  | RENOVATION OF KUYA JR'S UNIT / LANDSCAPING | DONDON / EDGAR /ONDI / ROBERT / KIMPEE
In-house | MAITE |  | MANZANO SOLAR PANEL / PAGO BAY LANDSCAPING | ERWIN / BRYAN / RONALD / JULIUS
In-house | WAREHOUSE 1 |  | GENERAL CLEANING OF SCRAP AND DEBRIS | DONDON
2025-12-15
MOBIL / HKR | MOBIL / HKR |  | PREPARE ALL MATERIAL | NELSON V. | 8
2025-12-15
PM / Work Orders / Approved Work
PROJECT | LOCATION | WO# | DESCRIPTION | TECH ASSIGNED | EST. HRS | STATUS
Mobil | MANGILAO | 38628 / 38624 | To repair water leaking on the structural columns of forecourt pump no. 4, to apply sealant, waterproofing, and repainting / To repair damaged C-store soffit, to de-rust it and to apply waterproofing. | GLEN /ALEX / CHRISTIAN / SANTOCA |  | APPROVED 1890, 1889
Mobil | MAITE | 38616 | To repaint C-store exterior building walls-Mobil Logo | REY / SAM |  | APPROVED 1883
Mobil | SINAJANA | 38723 / 38724 | Ice machine not dispensing ice / Air Pump button for "Unit of Measurement" and 'flat tire only" are not working (CH) | REY / SAM |  | ASSESSMENT P3, P4
Mobil | AIRPORT | 38727 / 38728 | To repair faulty Door closer (front door) / 2 canopy lights busted need to be replaced | REY / SAM |  | ASSESSMENT P4, P4
Mobil | ADELUP | 38616 | To repaint C-store exterior building walls-Mobil Logo | REY / SAM / ERIC |  | APPROVED 1883
Mobil | YIGO NORTH | 38694 / 38706 / 38707 / 38708 / 38725 | Carwash inside and entrance drainage need to be clean up / The mesh wire is broken in the Storm grate near Subway drive thru exit / 2 sections of mesh wires at the entrance is broken / vegetation growing in exit storm grates, need cleaning / water seeping out from the carwash window | EFREN / MARVIN |  | ASSESSMENT P4, P4, P4, P4, P4
Mobil | YIGO PA | 38675 | 1 perimeter light at the exit area not working | EFREN / MARVIN |  | ASSESSMENT P4
2025-12-15
PM / Work Orders / Approved Work
Mobil | BARRIGADA HTS | NONE | ONIGIRI FINISHING WORKS | OMIE / MANNY / NORSON |  | APPROVED BY OWNER
2025-12-15
PM / Work Orders / Approved Work
HKR | TALOFOFO |  | ESS | NILO / BRYAN
HKR | SCHOOLS |  | SCHOOLS | JOEL
2025-12-15
PM / Work Orders / Approved Work
In-house | WAREHOUSE 1 |  | RENOVATION OF KUYA JR'S UNIT | DONDON / EDGAR /ONDI / ROBERT
In-house | LATTE HTS |  | APARTMENT RENOVATION | ARNANI / ARIEL / JULIUS / RONALD
In-house | MAITE |  | MANZANO SOLAR PANEL | ERWIN / ERIC / JOHN PAUL / IVAN
In-house | WAREHOUSE 1 |  | GENERAL CLEANING OF SCRAP AND DEBRIS | DONDON
2025-12-16
MOBIL / HKR | MOBIL / HKR |  | PREPARE ALL MATERIAL | NELSON V. | 8
2025-12-16
PM / Work Orders / Approved Work
PROJECT | LOCATION | WO# | DESCRIPTION | TECH ASSIGNED | EST. HRS | STATUS
Mobil | MANGILAO | 38628 / 38624 | To repair water leaking on the structural columns of forecourt pump no. 4, to apply sealant, waterproofing, and repainting / To repair damaged C-store soffit, to de-rust it and to apply waterproofing. | GLEN /ALEX / CHRISTIAN / RONALD |  | APPROVED 1890, 1889
Mobil | MAITE | 38739 / 38740 | McDonald area aircond is not working / Request to clean & repaint Mobil sign at the entrance of the c-store. | REY / SAM |  | ASSESSMENT P3, P4
Mobil | ANIGUA | 38651 | To refabricate damaged arrow sign frame & replace arrow sign | REY / SAM |  | APPROVED 1888
Mobil |  |  |  | REY / SAM / ERIC
Mobil | LIGUAN | 38736 | Ice freezer machine makes beeping sound and loud | REY / SAM |  | ASSESSMENT P3
Mobil | AGAT | 38741 | Walk in chiller light is not working. | EFREN / MARVIN / ANTON |  | ASSESSMENT P3
Mobil | ADELUP | 38499 | To remove existing molds under slab due to moist from rooftop, need to waterblast & waterproof | EFREN / MARVIN / ANTON |  | APPROVED 1849
Mobil | YIGO PA | 38731 | Low Battery on the smoke alarm in the back office | EFREN / MARVIN / ANTON |  | ASSESSMENT P4
Mobil | YIGO NORTH | 38735 | LED lights for the Synergy signage above pump 5 & 6 is not working | EFREN / MARVIN / ANTON |  | ASSESSMENT P4
2025-12-16
PM / Work Orders / Approved Work
Mobil | BARRIGADA HTS | NONE | ONIGIRI FINISHING WORKS | OMIE / MANNY / NORSON |  | APPROVED BY OWNER
2025-12-16
PM / Work Orders / Approved Work
HKR | TALOFOFO |  | ESS | NILO / BRYAN
HKR | SCHOOLS |  | SCHOOLS | JOEL
2025-12-16
PM / Work Orders / Approved Work
In-house | WAREHOUSE 1 |  | RENOVATION OF KUYA JR'S UNIT | DONDON / EDGAR /ONDI / ROBERT
In-house | LATTE HTS |  | APARTMENT RENOVATION | ARNANI / ARIEL / JULIUS / SANTOCA
In-house | MAITE |  | MANZANO SOLAR PANEL | ERWIN / ERIC / JOHN PAUL / IVAN
In-house | WAREHOUSE 1 |  | GENERAL CLEANING OF SCRAP AND DEBRIS | DONDON
2025-12-17
MOBIL / HKR | MOBIL / HKR |  | PREPARE ALL MATERIAL | NELSON V. | 8
2025-12-17
PM / Work Orders / Approved Work
PROJECT | LOCATION | WO# | DESCRIPTION | TECH ASSIGNED | EST. HRS | STATUS
Mobil | YSENGSONG | 38646 | To replace existing damage wall & wooden fascia with repainting | GLEN / ARNANI / RONALD |  | APPROVED 1886
Mobil | EAST AGANA | 38659 | To replace control board of Drink chiller. | REY / SAM
Mobil | MAITE | 38739 / 38740 / 38752 | McDonald area aircond is not working / Request to clean & repaint Mobil sign at the entrance of the c-store. / 1 of the perimeter light and gate pole is damage due to being hit by customer vehicle. | REY / SAM / GEORGE |  | ASSESSMENT P3, P4, P4
Mobil | YONA | 38682 | To de-rust panel board, repaint & replace directory | REY / SAM |  | APPROVED 1897
Mobil | ADELUP | 38499 | To remove existing molds under slab due to moist from rooftop, need to waterblast & waterproof | EFREN / MARVIN / MANNY |  | APPROVED 1849
Mobil | AGANA | 38753 | Vegetation growing in the storm grates | EFREN / MARVIN / MANNY |  | ASSESSMENT P4
Mobil | AGANA | 38753 | Vegetation growing in the storm grates | EFREN / MARVIN / MANNY |  | ASSESSMENT P4
2025-12-17
PM / Work Orders / Approved Work
Mobil | BARRIGADA HTS | NONE | ONIGIRI FINISHING WORKS | OMIE / MANNY / NORSON |  | APPROVED BY OWNER
2025-12-17
PM / Work Orders / Approved Work
HKR | TALOFOFO |  | ESS | NILO / BRYAN
HKR | SCHOOLS |  | SCHOOLS | JOEL / KIMPEE
2025-12-17
PM / Work Orders / Approved Work
In-house | WAREHOUSE 1 |  | RENOVATION OF KUYA JR'S UNIT | ONDI / ROBERT / NORSON
In-house | LATTE HTS |  | APARTMENT RENOVATION | CHRISTIAN / ARIEL / JULIUS / SANTOCA / OMIE
In-house | MAITE |  | MANZANO SOLAR PANEL | ERWIN / ERIC / JOHN PAUL / IVAN
2025-12-18
MOBIL / HKR | MOBIL / HKR |  | PREPARE ALL MATERIAL | NELSON V. | 8
2025-12-18
PM / Work Orders / Approved Work
PROJECT | LOCATION | WO# | DESCRIPTION | TECH ASSIGNED | EST. HRS | STATUS
Mobil | YSENGSONG | 38646 | To replace existing damage wall & wooden fascia with repainting | GLEN / ARIEL / RONALD |  | APPROVED 1886
Mobil | YIGO PA | 38675 | To remove & replace busted perimeter light | REY / SAM / GEORGE |  | APPROVED 1906
Mobil | AIRPORT | 38728 | To replace two sets of busted canopy lights | REY / SAM / GEORGE |  | APPROVED 1911
Mobil | EAST AGANA | 38677 | to repair ac evaporator fan motor and to replace the bushing type bearing and the motor blower bearing | REY / SAM /GEORGE |  | APPROVED 1895
Mobil | EAST AGANA / UPPER TUMON / | NONE | Air & water repainting and Face Plate installation | REY / SAM /GEORGE |  | APPROVED HLC13
Mobil | ADELUP | 38499 | To remove existing molds under slab due to moist from rooftop, need to waterblast & waterproof | EFREN / MARVIN / KIMPEE |  | APPROVED 1849
Mobil | AGANA | 38753 | Vegetation growing in the storm grates | EFREN / MARVIN / KIMPEE |  | ASSESSMENT P4
2025-12-18
PM / Work Orders / Approved Work
Mobil | BARRIGADA HTS | NONE | ONIGIRI FINISHING WORKS | OMIE / MANNY |  | APPROVED BY OWNER
2025-12-18
PM / Work Orders / Approved Work
HKR | TALOFOFO |  | ESS | NILO / BRYAN
HKR | SCHOOLS |  | SCHOOLS | JOEL / ROGER
2025-12-18
PM / Work Orders / Approved Work
In-house | WAREHOUSE 1 |  | RENOVATION OF KUYA JR'S UNIT | ONDI / ROBERT / NORSON
In-house | LATTE HTS |  | APARTMENT RENOVATION | CHRISTIAN / ARNANI / JULIUS / SANTOCA
In-house | MAITE |  | MANZANO SOLAR PANEL | ERWIN / ERIC / JOHN PAUL / IVAN
2025-12-19
MOBIL / HKR | MOBIL / HKR |  | PREPARE ALL MATERIAL | NELSON V. | 8
2025-12-19
PM / Work Orders / Approved Work
PROJECT | LOCATION | WO# | DESCRIPTION | TECH ASSIGNED | EST. HRS | STATUS
Mobil | AGANA | 38753 | Vegetation growing in the storm grates | ALEX / GLEN |  | ASSESSMENT P4
Mobil | MAITE | 38777 / 38778 | McDonald's kitchen side air conditioner not cold / Require to replace 1 unit air conditioner vent due to rusty at the McDonald's area | REY / SAM |  | ASSESSMENT P4, P4
Mobil | YONA | 38677 | to repair ac evaporator fan motor and to replace the bushing type bearing and the motor blower bearing | REY / SAM |  | APPROVED 1895
Mobil | EAST AGANA / UPPER TUMON / | NONE | Air & water repainting and Face Plate installation | REY / SAM |  | APPROVED HLC13
Mobil | ADELUP | 38499 | To remove existing molds under slab due to moist from rooftop, need to waterblast & waterproof | EFREN / MARVIN / GEORGE |  | APPROVED 1849
2025-12-19
PM / Work Orders / Approved Work
Mobil | BARRIGADA HTS | NONE | ONIGIRI FINISHING WORKS | OMIE / MANNY |  | APPROVED BY OWNER
2025-12-19
PM / Work Orders / Approved Work
HKR | TALOFOFO |  | ESS | NILO / BRYAN
HKR | SCHOOLS |  | SCHOOLS | JOEL / ROGER
2025-12-19
PM / Work Orders / Approved Work
In-house | WAREHOUSE 1 |  | RENOVATION OF KUYA JR'S UNIT | ONDI / ROBERT / NORSON
In-house | LATTE HTS |  | APARTMENT RENOVATION | CHRISTIAN / ARNANI / ARIEL
In-house | TAMUNING |  | HEADQUARTER | JULIUS / DONDON / (ALEX /GLEN - AFTER WORK ORDER)
In-house | TAMUNING |  | RVO AC UNIT FOR REPAIR | EFREN / MARVIN
Others | MAITE |  | MANZANO SOLAR PANEL | ERWIN / ERIC / JOHN PAUL / IVAN
2025-12-22
MOBIL / HKR | MOBIL / HKR |  | PREPARE ALL MATERIAL | NELSON V. | 8
2025-12-22
PM / Work Orders / Approved Work
PROJECT | LOCATION | WO# | DESCRIPTION | TECH ASSIGNED | EST. HRS | STATUS
Mobil | YIGO PA | 38788 / 38789 / 38790 / 38791 | Remove dirt and sediment buildup on pathway caused by runoff from incoming traffic. / Remove algae buildup along curb inlets upgradient to MYG-1. / Clean and degrease oil stains observed on fuel pump island concrete surface. / Remove oil stains and residue around fuel pump island area identified during inspection. | GLEN / SANTOCA / JULIUS |  | ASSESSMENT P4, P4, P4, P4
Mobil | REMAINING STATIONS | NONE | Air & water repainting and Face Plate installation | REY / SAM |  | APPROVED HLC13
Mobil | UPPER TUMON | 38798 | Walk in cooler is not cooling need to check | EFREN / MARVIN |  | ASSESSMENT P3
Mobil | MAITE | 38793 | Forecourt all wave sign lights not working(Chan) | EFREN / MARVIN |  | ASSESSMENT P4
Mobil | FATIMA | 38796 | restroom drainage is clog (CH) | EFREN / MARVIN |  | ASSESSMENT P4
2025-12-22
PM / Work Orders / Approved Work
Mobil | BARRIGADA HTS | NONE | ONIGIRI FINISHING WORKS | OMIE / MANNY |  | APPROVED BY OWNER
2025-12-22
PM / Work Orders / Approved Work
HKR | TALOFOFO |  | ESS | NILO / BRYAN
HKR | SCHOOLS |  | SCHOOLS | KIMPEE / KAI
2025-12-22
PM / Work Orders / Approved Work
In-house | WAREHOUSE 1 |  | RENOVATION OF KUYA JR'S UNIT | ONDI / ROBERT / NORSON / RONALD
In-house | LATTE HTS |  | APARTMENT RENOVATION | CHRISTIAN / ARNANI / ARIEL
In-house | TAMUNING |  | HEADQUARTER | DONDON
In-house | TAMUNING |  | RVO AC UNIT FOR REPAIR | EFREN / MARVIN
Others | MAITE |  | MANZANO SOLAR PANEL | ERWIN / ERIC / JOHN PAUL / IVAN
2025-12-23
MOBIL / HKR | MOBIL / HKR |  | PREPARE ALL MATERIAL | NELSON V. | 8
2025-12-23
PM / Work Orders / Approved Work
PROJECT | LOCATION | WO# | DESCRIPTION | TECH ASSIGNED | EST. HRS | STATUS
Mobil | MAITE | 38752 / 38778 | To install new pedestal for the damage perimeter pole light and fence pole, to rewire damage electrical circuit, to replace the perimeter pole, as well as the perimeter light, and to install new fence pole. / To replace 2 sets of damaged AC vent | GLEN / ARIEL / EFREN / MARVIN |  | APPROVED 1914, APPROVED 1921
Mobil | REMAINING STATIONS | NONE | Air & water repainting and Face Plate installation | REY / SAM |  | APPROVED HLC13
2025-12-23
PM / Work Orders / Approved Work
Mobil | BARRIGADA HTS | NONE | ONIGIRI FINISHING WORKS | OMIE / MANNY |  | APPROVED BY OWNER
2025-12-23
PM / Work Orders / Approved Work
HKR | TALOFOFO |  | ESS | NILO / BRYAN
HKR | SCHOOLS |  | SCHOOLS | KIMPEE / KAI
2025-12-23
PM / Work Orders / Approved Work
In-house | WAREHOUSE 1 |  | RENOVATION OF KUYA JR'S UNIT | ONDI / ROBERT / NORSON / RONALD
In-house | LATTE HTS |  | APARTMENT RENOVATION | CHRISTIAN / ARNANI / MANNY
In-house | PAGO BAY |  | GENERAL CLEANING | DONDON
In-house | HEADQUARTER |  | GR. FLR LADIES CR, CEILING LEAK. TO REPAIR LEAK AND REPLACE DAMAGED FIBER CEMENT BOARD / REPAIR & REPAINTING OF RUSTED TRUSSES | OMIE / JULIUS
In-house | HEADQUARTER |  | ACU GENERAL INSPECTION, & MAINTENANCE | EFREN / MARVIN
Others | MAITE |  | MANZANO SOLAR PANEL | ERWIN / ERIC / IVAN
2025-12-24
MOBIL / HKR | MOBIL / HKR |  | PREPARE ALL MATERIAL | NELSON V. | 8
2025-12-24
PM / Work Orders / Approved Work
PROJECT | LOCATION | WO# | DESCRIPTION | TECH ASSIGNED | EST. HRS | STATUS
Mobil | MAITE | 38752 / 38778 / 38827 | To install new pedestal for the damage perimeter pole light and fence pole, to rewire damage electrical circuit, to replace the perimeter pole, as well as the perimeter light, and to install new fence pole. / To replace fan motor | GLEN / ARIEL / EFREN / MARVIN / ERWIN |  | APPROVED 1914, APPROVE 1921, P2
Mobil | REMAINING STATIONS | NONE | Air & water repainting and Face Plate installation | REY / SAM |  | APPROVED HLC13
2025-12-23
PM / Work Orders / Approved Work
Mobil | BARRIGADA HTS | NONE | ONIGIRI FINISHING WORKS | OMIE / MANNY |  | APPROVED BY OWNER
Mobil | UPPER TUMON | 38812 | walk in cooler filter dryer & flush unit to be replaced | REY / SAM |  | ASSESSMENT P4
2025-12-24
PM / Work Orders / Approved Work
HKR | TALOFOFO |  | ESS | NILO / BRYAN
HKR | SCHOOLS |  | SCHOOLS | KIMPEE / KAI
2025-12-24
PM / Work Orders / Approved Work
In-house | WAREHOUSE 1 |  | RENOVATION OF KUYA JR'S UNIT / WAREHOUSE 1 | ONDI / ROBERT / NORSON / RONALD / MANNY / OMIE
In-house | LATTE HTS |  | APARTMENT RENOVATION | CHRISTIAN / ARNANI
In-house | SINAJANA |  | AC REPAIR AT BOSS ED'S UNIT AT SINAJANA | EFREN / MARVIN
In-house | HEADQUARTER |  | ACU GENERAL INSPECTION, & MAINTENANCE | EFREN / MARVIN
In-house | HEADQUARTER |  | REPAINTING OF RUSTED TRUSSES | OMIE / JULIUS
Others | MAITE |  | MANZANO SOLAR PANEL | ERWIN / ERIC / IVAN
2025-12-26
MOBIL / HKR | MOBIL / HKR |  | PREPARE ALL MATERIAL | NELSON V. | 8
2025-12-26
PM / Work Orders / Approved Work
PROJECT | LOCATION | WO# | DESCRIPTION | TECH ASSIGNED | EST. HRS | STATUS
Mobil | MAITE | 38752 / 38778 / 38827 / 38819 | To install new pedestal for the damage perimeter pole light and fence pole, to rewire damage electrical circuit, to replace the perimeter pole, as well as the perimeter light, and to install new fence pole. / To replace 2 sets of damaged AC vent / To replace fan motor / inside McD ceiling above entrance and dining area is leaking, it been raining | GLEN / EFREN / MARVIN / ERWIN / KIMPEE / RONALD |  | APPROVED 1914, APPROVE 1921, ASSESSMENT P2, P4
Mobil | REMAINING STATIONS | NONE | Air & water repainting and Face Plate installation | REY / SAM / JULIUS |  | APPROVED HLC13
2025-12-23
PM / Work Orders / Approved Work
Mobil | BARRIGADA HTS | NONE | ONIGIRI FINISHING WORKS | OMIE / MANNY |  | APPROVED BY OWNER
Mobil | ANIGUA | 38651 | To replace and install arrow sign | REY / SAM / JULIUS |  | APPROVED 1888
Mobil | MANGILAO | 38831 | Ice machine not working | REY / SAM / JULIUS |  | ASSESSMENT P4
Mobil | UPPER TUMON | 38812 | walk in cooler filter dryer & flush unit to be replaced | REY / SAM / JULIUS |  | ASSESSMENT P4
Mobil | AIRPORT | 38816 | The drainage in front of EZ Auto is clogged | ERIC / IVAN |  | ASSESSMENT P3
Mobil | YSENGSONG | 38832 / 38833 | To replace door knob & deadbolt for storage door outside. Please assist / Needs to fix the hole from the wall where it holds the gate handle in order for it to lock.Please assist | ERIC / IVAN |  | APPROVED HLC13
2025-12-26
PM / Work Orders / Approved Work
HKR | TALOFOFO |  | ESS | NILO / BRYAN
2025-12-26
PM / Work Orders / Approved Work
In-house | WAREHOUSE 1 |  | RENOVATION OF KUYA JR'S UNIT / WAREHOUSE 1 | ONDI / ROBERT / NORSON / MANNY / OMIE
In-house | LATTE HTS |  | APARTMENT RENOVATION | CHRISTIAN / ARNANI / ARIEL
2025-12-29
MOBIL / HKR | MOBIL / HKR |  | PREPARE ALL MATERIAL | NELSON V. | 8
2025-12-29
PM / Work Orders / Approved Work
PROJECT | LOCATION | WO# | DESCRIPTION | TECH ASSIGNED | EST. HRS | STATUS
Mobil | YIGO PA | 38850 | air pump's hose is leaking | ERWIN / RONALD |  | ASSESSMENT P4
Mobil | YIGO NORTH |  | Sub-Panel installation | REY / EFREN / ERIC |  | APPROVED WITH P.O
Mobil | FATIMA | 38844 | Ice Maker very slow to produce Ice | REY / EFREN / ERIC |  | ASSESSMENT P4
Mobil | BARRIGADA HTS | 38846 | Requesting to get proper cover for drainage for ice machine and sink. | REY / EFREN / ERIC |  | ASSESSMENT P4
Mobil | UPPER TUMON | 38812 | walk in cooler filter dryer & flush unit to be replaced | REY / EFREN / ERIC |  | ASSESSMENT P4
2025-12-29
PM / Work Orders / Approved Work
HKR | TALOFOFO |  | ESS | NILO / BRYAN
2025-12-29
PM / Work Orders / Approved Work
In-house | WAREHOUSE 1 |  | RENOVATION OF KUYA JR'S UNIT / WAREHOUSE 1 | ONDI / ROBERT / NORSON / OMIE
In-house | LATTE HTS |  | APARTMENT RENOVATION | CHRISTIAN / ARNANI / MANNY
In-house | HEADQUARTERS |  | ACU MAINTENANCE | ERWIN / RONALD / SAM
In-house |  |  | LANDSCAPING INSPECTION | EDGAR / JULIUS / SANTOCA
In-house | HEADQUARTERS |  | INVENTORY COUNT | KIMPEE / IVAN / GLEN
In-house | MEDICAL OFFICE |  | INVENTORY COUNT | ARIEL / MARVIN
2025-12-30
MOBIL / HKR | MOBIL / HKR |  | PREPARE ALL MATERIAL | NELSON V. | 8
2025-12-30
PM / Work Orders / Approved Work
PROJECT | LOCATION | WO# | DESCRIPTION | TECH ASSIGNED | EST. HRS | STATUS
Mobil | AIRPORT | 38850 | Electrical system installation including 18k BTU AC | REY / ERWIN / SAM / RONALD |  | APPROVED WITH P.O
Mobil | YIGO NORTH |  | Sub-Panel installation | JUNJUN / EFREN / ERIC |  | APPROVED WITH P.O
HKR | TALOFOFO |  | ESS | NILO / BRYAN
2025-12-30
PM / Work Orders / Approved Work
In-house | WAREHOUSE 1 |  | RENOVATION OF KUYA JR'S UNIT / WAREHOUSE 1 | ONDI / ROBERT / NORSON
In-house | LATTE HTS |  | APARTMENT RENOVATION | OMIE / ARNANI / MANNY
In-house | HEADQUARTERS |  | REPAINTING WORKS | CHRISTIAN / RONALD
In-house |  |  | LANDSCAPING INSPECTION | EDGAR / JULIUS
In-house | HEADQUARTERS |  | INVENTORY COUNT | KIMPEE / IVAN / GLEN
In-house | MEDICAL OFFICE |  | INVENTORY COUNT | ARIEL / MARVIN
2025-12-31
MOBIL / HKR | MOBIL / HKR |  | PREPARE ALL MATERIAL | NELSON V. | 8
2025-12-31
PM / Work Orders / Approved Work
PROJECT | LOCATION | WO# | DESCRIPTION | TECH ASSIGNED | EST. HRS | STATUS
Mobil | AIRPORT | 38850 | Electrical system installation including 18k BTU AC | REY / ERWIN / SAM |  | APPROVED WITH P.O
Mobil | IPAN | NONE | Repainting of Canopy ceiling and structural columns | MANNY / GLEN / IVAN / ARNANI / NORSON / OMIE |  | APPROVED
Mobil | OTHERS | NONE | Delivery of chains | ERIC / EFREN / CHRISTIAN / ARIEL |  | APPROVED
HKR | YIGO |  | ISLAND GIRL | JOEL / KIMPEE
HKR | TALOFOFO |  | ESS | NILO / BRYAN
2025-12-31
PM / Work Orders / Approved Work
In-house | WAREHOUSE 1 |  | RENOVATION OF KUYA JR'S UNIT / WAREHOUSE 1 | ONDI / ROBERT
In-house | WAREHOUSE 1 |  | LANDSCAPING INSPECTION | EDGAR / JULIUS
In-house | PAGO BAY |  | GENERAL CLEANING | DONDON
CANCELLED - DONE BY FIX BUILDERS
2026-01-02
MOBIL / HKR | MOBIL / HKR |  | PREPARE ALL MATERIAL | NELSON V. | 8
2026-01-02
PM / Work Orders / Approved Work
PROJECT | LOCATION | WO# | DESCRIPTION | TECH ASSIGNED | EST. HRS | STATUS
Mobil | AIRPORT | 38850 | Ramp installation, concreting of floor slab and installation of PVC pipes for redirection of flow of water | ONDI / ROBERT / RONALD |  | APPROVED WITH P.O
Mobil | IPAN / YONA / MANGILAO / SINAJANA / AGANA | NONE | Bollards, Pay Gas n Go Touch Up / Gen. Bldg. Typhoon shutter *NOTE: PLEASE PRIORITIZE PAINTING WORKS DURING FAIR/ GOOD WEATHER. | ARIEL / NORSON / CHRISTIAN / IVAN |  | PM
Mobil | MANGILAO / YONA / IPAN / TAMUNING | NONE | Landscaping Inspection | SANTOCA / MARVIN |  | PM
Mobil | TAMUNING / UPPER TUMON / FATIMA / LIGUAN | NONE | Electrical Inspection, generator inspection, Smoke Detector Inspection, Airconditioning, Refrigeration & Walk in Cooler, Water System Inspection. | REY / ERWIN / SAM |  | PM
Mobil | TAMUNING | 38880 | Typhoon shutter door is very hard to open and close | REY / ERWIN / SAM |  | ASSESSMENT P3
Mobil | YIGO NORTH |  | Sub-Panel installation | JUNJUN / EFREN / ERIC |  | APPROVED WITH P.O
2026-01-02
PM / Work Orders / Approved Work
In-house | WAREHOUSE 1 |  | RENOVATION OF KUYA JR'S UNIT / WAREHOUSE 1 | ONDI / ROBERT |  | After of Mobil Airport
In-house | WAREHOUSE 1 |  | LANDSCAPING INSPECTION | EDGAR / JULIUS
In-house | LATTE HTS |  | waterblasting and painting works | ARNANI / OMIE / MANNY
2026-01-02
PM / Work Orders / Approved Work
HKR | INFUSION / HABBI |  | New display merchandiser delivery and Display merchandiser for pull out and repair / Oven inspection | JOEL / KIMPEE
HKR | TALOFOFO |  | ESS | NILO / BRYAN
CANCELLED - DONE BY FIX BUILDERS
2026-01-05
MOBIL / HKR | MOBIL / HKR |  | PREPARE ALL MATERIAL | NELSON V. | 8
2026-01-05
PM / Work Orders / Approved Work
PROJECT | LOCATION | WO# | DESCRIPTION | TECH ASSIGNED | EST. HRS | STATUS
Mobil | AGAT / APRA / ADELUP | NONE | Bollards, Pay Gas n Go Touch Up / Gen. Bldg. Typhoon shutter *NOTE: PLEASE PRIORITIZE PAINTING WORKS DURING FAIR/ GOOD WEATHER. | ARIEL / CHRISTIAN / IVAN |  | PM
Mobil | MANGILAO / YONA / SINAJANA | NONE | Landscaping Inspection | SANTOCA / MARVIN |  | PM
Mobil | YIGO PA / YSENGSONG / SINAJANA | NONE | Electrical Inspection, generator inspection, Smoke Detector Inspection, Airconditioning, Refrigeration & Walk in Cooler, Water System Inspection. | REY / ERWIN / SAM |  | PM
Mobil | YIGO PA | 38885 | Ice machine is leaking causing the tiles wet under. | REY / ERWIN / SAM |  | ASSESSMENT P3
Mobil | YSENGSONG | 38889 | Cabinet door hinges was broken needs repair | REY / ERWIN / SAM |  | ASSESSMENT P4
Mobil | TAMUNING | 38893 | generator wall found cracked, wall bits on ground. restricted area. trading as usual | REY / ERWIN / SAM |  | ASSESSMENT P4
Mobil | SINAJANA | 38896 | Air pump is not working,no air coming out. | REY / ERWIN / SAM |  | ASSESSMENT P4
Mobil | YIGO NORTH | 38890 | air pump nozzle is missing | JUNJUN / EFREN / ERIC |  | ASSESSMENT P4
Mobil | YIGO NORTH |  | Sub-Panel installation | JUNJUN / EFREN / ERIC |  | APPROVED WITH P.O
2026-01-05
PM / Work Orders / Approved Work
In-house | WAREHOUSE 1 |  | RENOVATION OF KUYA JR'S UNIT / WAREHOUSE 1 | ONDI / ROBERT / NORSON
In-house | WAREHOUSE 1 |  | LANDSCAPING INSPECTION | EDGAR / JULIUS
In-house | LATTE HTS |  | waterblasting and painting works | OMIE / GLEN / RONALD
2026-01-05
PM / Work Orders / Approved Work
HKR | INFUSION / HABBI / OTHER SCHOOLS |  | New display merchandiser delivery and Display merchandiser for pull out and repair / Oven inspection | JOEL / KIMPEE / ARNANI / MANNY
HKR | TALOFOFO |  | ESS | NILO / BRYAN
CANCELLED - DONE BY FIX BUILDERS
Mobil | MANGILAO | 38335 | To remove and replace LED Driver for MID Sign | REY / ERWIN / EFREN |  | APPROVED 1798 | CANCELLED
Mobil | YIGO NORTH | 38159 | Need to apply water proofing at the rooftop to stop leaking. *NOTE: DEPENDS ON WEATHER. MUST BE DONE DURING FAIR/SUNNY DAY. | EFREN / SAM / MARVIN |  | CM
2026-01-06
MOBIL / HKR | MOBIL / HKR |  | PREPARE ALL MATERIAL | NELSON V. | 8
2026-01-06
PM / Work Orders / Approved Work
PROJECT | LOCATION | WO# | DESCRIPTION | TECH ASSIGNED | EST. HRS | STATUS
Mobil | BARRIGADA / LIGUAN / FATIMA | NONE | Bollards, Pay Gas n Go Touch Up / Gen. Bldg. Typhoon shutter *NOTE: PLEASE PRIORITIZE PAINTING WORKS DURING FAIR/ GOOD WEATHER. | ARIEL / CHRISTIAN / IVAN |  | PM
Mobil | AGAT / APRA | NONE | Landscaping Inspection | SANTOCA / MARVIN |  | PM
Mobil | AGAT / APRA/ ADELUP | NONE | Electrical Inspection, generator inspection, Smoke Detector Inspection, Airconditioning, Refrigeration & Walk in Cooler, Water System Inspection. | REY / ERWIN / GLEN |  | PM
Mobil | TAMUNING | 38893 | generator wall found cracked, wall bits on ground. restricted area. trading as usual | REY / ERWIN / GLEN |  | ASSESSMENT P4
MOBIL | YSENGSONG | 38870 | To check pipes connected to Subway grease trap sewer line, found a small pipe inside the drain which unable to take out | JUNJUN / EFREN / ERIC |  | ASSESSMENT P3
Mobil | YIGO NORTH | 38871 | Soda drink cooler lights not working | JUNJUN / EFREN / ERIC |  | ASSESSMENT P4
Mobil | YIGO NORTH |  | Sub-Panel installation | JUNJUN / EFREN / ERIC |  | APPROVED WITH P.O
2026-01-06
PM / Work Orders / Approved Work
In-house | WAREHOUSE 1 |  | RENOVATION OF KUYA JR'S UNIT / WAREHOUSE 1 | ONDI / ROBERT / NORSON
In-house | AGAT APARTMENTS |  | LANDSCAPING INSPECTION | EDGAR / JULIUS
In-house | LATTE HTS |  | waterblasting and painting works | OMIE / RONALD
2026-01-06
PM / Work Orders / Approved Work
HKR | TALOFOFO |  | ESS | NILO / BRYAN / SAM / ARNANI
Mobil | MANGILAO | 38335 | To remove and replace LED Driver for MID Sign | REY / ERWIN / EFREN |  | APPROVED 1798
Mobil | YIGO NORTH | 38159 | Need to apply water proofing at the rooftop to stop leaking. *NOTE: DEPENDS ON WEATHER. MUST BE DONE DURING FAIR/SUNNY DAY. | EFREN / SAM / MARVIN |  | CM
2026-01-07
MOBIL / HKR | MOBIL / HKR |  | PREPARE ALL MATERIAL | NELSON V. | 8
2026-01-07
PM / Work Orders / Approved Work
PROJECT | LOCATION | WO# | DESCRIPTION | TECH ASSIGNED | EST. HRS | STATUS
Mobil | SINAJANA (PAINT ONLY) / AIRPORT / TAMUNING | NONE | Bollards, Pay Gas n Go Touch Up / Gen. Bldg. Typhoon shutter *NOTE: PLEASE PRIORITIZE PAINTING WORKS DURING FAIR/ GOOD WEATHER. | ARIEL / CHRISTIAN / IVAN |  | PM
Mobil | ADELUP / ANIGUA / AGANA | NONE | Landscaping Inspection | SANTOCA / MARVIN / ONDI |  | PM
Mobil | SINAJANA / AIRPORT / UPPER TUMON | NONE | Electrical Inspection, generator inspection, Smoke Detector Inspection, Airconditioning, Refrigeration & Walk in Cooler, Water System Inspection. | REY / RONALD / GLEN |  | PM
Mobil | YIGO NORTH |  | Sub-Panel installation | EFREN / ERIC |  | APPROVED WITH P.O
Mobil | MAITE | 38906 / 38907 / 38910 | MULTIPLE WOs | ERWIN / ROBERT |  | ASSESSMENT P4
Mobil | AGANA | 38909 | toilet handwash sink found leaking fr bottom | ERWIN / ROBERT |  | ASSESSMENT P4
Mobil | ADELUP | 38926 | Airch chuck for the for air gauge is releasing air | ERWIN / ROBERT |  | ASSESSMENT P4
PM / Work Orders / Approved Work
In-house | WAREHOUSE 1 |  | RENOVATION OF KUYA JR'S UNIT / WAREHOUSE 1 | NORSON / OMIE / SAM | FINISH WH1 PROJECT. WE WILL MOVE ON TO LATTE AFTER
In-house | AGAT APARTMENTS |  | LANDSCAPING INSPECTION | EDGAR / JULIUS
In-house | LATTE HTS |  | waterblasting and painting works | OMIE / RONALD
2026-01-07
PM / Work Orders / Approved Work
HKR | AGANA |  | ESS | NILO / BRYAN / ARNANI
TO BE SCHEDULED… PREPARE MATERIALS
Mobil | Maite | 38819 | To waterblast & apply water proofing at roof slab to mitigate leaks | Efren / Glenn / Erwin | APPROVED 1931
Mobil | Upper Tumon | 38812 | to repair walk in cooler, replace filter drier, flush and clean unit, welding, recharge | Rey / Sam / Julius | Approved 1930
Mobil | Mangilao | 38902 | To replace busted main line power fuse of the ac, repair leak | Rey / Sam / Erwin | Approved 1928
2026-01-08
MOBIL / HKR | MOBIL / HKR |  | PREPARE ALL MATERIAL | NELSON V. | 8
2026-01-08
PM / Work Orders / Approved Work
PROJECT | LOCATION | WO# | DESCRIPTION | TECH ASSIGNED | EST. HRS | STATUS
Mobil | YIGO NORTH / YIGO PA / YSENGSONG | NONE | GENERAL BUILDING & SHUTTERS | ARIEL / CHRISTIAN / IVAN |  | PM
Mobil | YIGO NORTH / YIGO PA / YSENGSONG | NONE | Landscaping Inspection | SANTOCA / MARVIN / ONDI |  | PM
Mobil | MAITE / AGANA | NONE | Electrical Inspection, generator inspection, Smoke Detector Inspection, Airconditioning, Refrigeration & Walk in Cooler, Water System Inspection. | ERWIN / RONALD / GLEN |  | PM
Mobil | YIGO NORTH |  | Sub-Panel installation | EFREN / ERIC |  | APPROVED WITH P.O
Mobil | UPPER TUMON | 38956 | 1 light inside cooler not working and light fitting and wiring burn out, kindly fix | REY / ROBERT |  | ASSESSMENT P3
Mobil | UPPER TUMON | 38945 | walk in cooler - 1 pc light is not working | REY / ROBERT |  | ASSESSMENT P4
Mobil | IPAN | 38916 | Water filters is leaking. Oring replacement | REY / ROBERT |  | CM
Mobil | IPAN | 38917 | Ice buildup on one of the beer coolers | REY / ROBERT |  | Reassess
Mobil | MANGILAO | 38902 | to replace bust main line power fuse of ac and repair leak | REY / ROBERT |  | APPROVED 1928
2026-01-08
PM / Work Orders / Approved Work
In-house | WAREHOUSE 1 |  | RENOVATION OF KUYA JR'S UNIT / WAREHOUSE 1 | NORSON / OMIE / SAM | FINISH WH1 PROJECT. WE WILL MOVE ON TO LATTE AFTER
In-house | Pago Bay House |  | LANDSCAPING INSPECTION | EDGAR / JULIUS
In-house | LATTE HTS |  | waterblasting and painting works | TBD
2026-01-08
PM / Work Orders / Approved Work
HKR | AGANA |  | ESS | NILO / BRYAN / ARNANI
2026-01-09
MOBIL / HKR | MOBIL / HKR |  | PREPARE ALL MATERIAL | NELSON V. | 8
2026-01-09
PM / Work Orders / Approved Work
PROJECT | LOCATION | WO# | DESCRIPTION | TECH ASSIGNED | EST. HRS | STATUS
Mobil | Yigo P / YSENGSONG | NONE | Bollards, Pay Gas n Go Touch Up / Gen. Bldg. Typhoon shutter *NOTE: PLEASE PRIORITIZE PAINTING WORKS DURING FAIR/ GOOD WEATHER. | ARIEL / CHRISTIAN / IVAN |  | PM
Mobil | YSENGSONG / FATIMA / UPPER TUMON | NONE | Landscaping Inspection | SANTOCA / MARVIN / ONDI |  | PM
Mobil | AGANA | 38962 | Line of ants found on wall nearby hallways inside c-store | ERWIN / RONALD / GLEN |  | ASSESSMENT P4
Mobil | AGANA | 38908 | Replace P TRAP at hand wash sink | ERWIN / RONALD / GLEN |  | APPROVED 1934
Mobil | AGANA / ANIGUA / EAST AGANA | NONE | Electrical Inspection, generator inspection, Smoke Detector Inspection, Airconditioning, Refrigeration & Walk in Cooler, Water System Inspection. | ERWIN / RONALD / GLEN |  | PM
Mobil | MANGILAO | 38902 | to replace bust main line power fuse of ac and repair leak | REY / ROBERT |  | APPROVED 1928
Mobil | MAITE | 38819 | Waterblast and apply waterproofing | EFREN / ERIC / SAM |  | APPROVED 1931
Mobil | MAITE | 38906 | To declog drain line | EFREN / ERIC / SAM |  | APPROVED 1939
Mobil | MAITE | 38907 | To replace t-runner | EFREN / ERIC / SAM |  | APPROVED 1938
Mobil | MAITE | 38910 | Replace T8/32W daylight 4ft tube in hallway | EFREN / ERIC / SAM |  | CM
2026-01-09
PM / Work Orders / Approved Work
In-house | WAREHOUSE 1 |  | RENOVATION OF KUYA JR'S UNIT / WAREHOUSE 1 | NORSON / OMIE | FINISH WH1 PROJECT. WE WILL MOVE ON TO LATTE AFTER
In-house | Pago Bay House |  | LANDSCAPING INSPECTION | EDGAR / JULIUS
In-house | LATTE HTS |  | waterblasting and painting works | TBD
2026-01-09
PM / Work Orders / Approved Work
HKR | AGANA |  | ESS | NILO / BRYAN / ARNANI
2026-01-12
MOBIL / HKR | MOBIL / HKR |  | PREPARE ALL MATERIAL | NELSON V. | 8
2026-01-12
PM / Work Orders / Approved Work
PROJECT | LOCATION | WO# | DESCRIPTION | TECH ASSIGNED | EST. HRS | STATUS
Mobil | Upper Tumon / Airport | NONE | Bollards, Pay Gas n Go Touch Up *NOTE: PLEASE PRIORITIZE PAINTING WORKS DURING FAIR/ GOOD WEATHER. | ARIEL / CHRISTIAN / IVAN |  | PM
Mobil | SINAJANA / AIRPORT | NONE | Landscaping Inspection | SANTOCA / MARVIN / ONDI |  | PM
Mobil | YIGO NORTH / YSENGSONG / FATIMA | NONE | Electrical Inspection, generator inspection, Smoke Detector Inspection, Airconditioning, Refrigeration & Walk in Cooler, Water System Inspection. | ERWIN / RONALD / GLEN |  | PM
Mobil | YIGO NORTH | 38977 | Drive thru window found stucked trading but difficult to serve | ERWIN / RONALD / GLEN |  | ASSESSMENT P3
Mobil | YSENGSONG | 38969 | Typhoon shutter is hard to close, needs to be fix | ERWIN / RONALD / GLEN |  | ASSESSMENT P4
Mobil | YSENGSONG | 38970 | Screen on the drain basin needs to be replaced already broken | ERWIN / RONALD / GLEN |  | ASSESSMENT P4
Mobil | MAITE | 38964 | To change spotlight bulb (5pcs) | EFREN / ERIC / SAM |  | CM
Mobil | MAITE | 38819 | Waterblast and apply waterproofing | EFREN / ERIC / SAM |  | APPROVED 1931
Mobil | MAITE | 38974 | shutter door for main entrance lock in pin barrel bolt found broken temprorary spare lock avail | EFREN / ERIC / SAM |  | ASSESSMENT P4
Mobil | MAITE | 38975 | Drink cooler door not aligned when closed, gap found warming anytime | EFREN / ERIC / SAM |  | ASSESSMENT P3
Mobil | MAITE | 38976 | Mcdonalds drainage pipe leaking fr ice machine constantly leaking | EFREN / ERIC / SAM |  | ASSESSMENT P3
Mobil | TAMUNING | 38893 | To replace wall for generator | REY / ROBERT |  | APPROVED 1933
Mobil | UPPER TUMON | 38812 | To repair walk in cooler, replace filter drier & flsuh unit | REY / ROBERT / +1 SPOTTER |  | APPROVED 1930
2026-01-12
PM / Work Orders / Approved Work
In-house | WAREHOUSE 1 |  | RENOVATION OF KUYA JR'S UNIT / WAREHOUSE 1 | NORSON / OMIE | FINISH WH1 PROJECT. WE WILL MOVE ON TO LATTE AFTER
In-house | Pago Bay House |  | LANDSCAPING INSPECTION (PULLING WEEDS) | ARNANI / JULIUS
In-house | AGAT APT |  | LANDSCAPING INPECTION | EDGAR
In-house | LATTE HTS |  | waterblasting and painting works | TBD
2026-01-12
PM / Work Orders / Approved Work
HKR | AGANA |  | ESS | NILO / BRYAN
2026-01-13
MOBIL / HKR | MOBIL / HKR |  | PREPARE ALL MATERIAL | NELSON V. | 8
2026-01-13
PM / Work Orders / Approved Work
PROJECT | LOCATION | WO# | DESCRIPTION | TECH ASSIGNED | EST. HRS | STATUS
Mobil | YSENGSONG / FATIMA | NONE | Bollards, Pay Gas n Go Touch Up *NOTE: PLEASE PRIORITIZE PAINTING WORKS DURING FAIR/ GOOD WEATHER. | ARIEL / CHRISTIAN / IVAN |  | PM
Mobil | MAITE | NONE | Landscaping Inspection | SANTOCA / MARVIN / ONDI |  | PM
Mobil | LIGUAN / BARRIGADA / EAST AGANA | NONE | Electrical Inspection, generator inspection, Smoke Detector Inspection, Airconditioning, Refrigeration & Walk in Cooler, Water System Inspection. | ERWIN / RONALD / GLEN |  | PM
Mobil | LIGUAN | 38981 | Main door the screw is damaged and loose needs to be replaced and tightened the other screw | ERWIN / RONALD / GLEN |  | ASSESSMENT P4
Mobil | TAMUNING | 38893 | To replace wall for generator | REY / ROBERT |  | APPROVED 1933
Mobil | UPPER TUMON | 38812 | To repair walk in cooler, replace filter drier & flsuh unit | REY / ROBERT / +1 SPOTTER |  | APPROVED 1930
Mobil | TAMUNING | 38990 | Toilet tank is leaking. Still using but water continuously running | EFREN / ERIC |  | ASSESSMENT P3
Mobil | TAMUNING | 38942 | To remove and replace fill valve & flapper at toilet | EFREN / ERIC |  | APPROVED 1935
Mobil | TAMUNING | 38943 | To replace damage Synergy light at pump #7 | EFREN / ERIC |  | APPROVED 1936
Mobil | IPAN | 38993 | Air gauge not working | EFREN / ERIC |  | ASSESSMENT P4
Mobil | IPAN | 38997 | MID sign not working | EFREN / ERIC |  | ASSESSMENT P4
Mobil | YSENGSONG | 38987 | Femail toilet is blocked, and water flowing when flushed, male toilet switch box is open | EFREN / ERIC |  | ASSESSMENT P3
Mobil | YSENGSONG | 38989 | Male toilet switch box is open | EFREN / ERIC |  | ASSESSMENT P4
2026-01-13
PM / Work Orders / Approved Work
In-house | Pago Bay House |  | LANDSCAPING | SAM / JULIUS
In-house | LATTE HTS |  | waterblasting and painting works | OMIE / NORSON
2026-01-13
PM / Work Orders / Approved Work
HKR | AGANA |  | ESS | NILO / BRYAN / ARNANI
2026-01-14
MOBIL / HKR | MOBIL / HKR |  | PREPARE ALL MATERIAL | NELSON V. | 8
2026-01-14
PM / Work Orders / Approved Work
PROJECT | LOCATION | WO# | DESCRIPTION | TECH ASSIGNED | EST. HRS | STATUS
Mobil | AIRPORT / UPPER TUMON | NONE | Bollards, Pay Gas n Go Touch Up *NOTE: PLEASE PRIORITIZE PAINTING WORKS DURING FAIR/ GOOD WEATHER. | ARIEL / CHRISTIAN / SAM |  | PM
Mobil | IPAN | NONE | Electrical Inspection, generator inspection, Smoke Detector Inspection, Airconditioning, Refrigeration & Walk in Cooler, Water System Inspection. | ERWIN / RONALD / GLEN |  | PM
Mobil | APRA HEIGHTS | 38937 | Replace coolant sensor | ERWIN / RONALD / GLEN |  | APPRVOED 1940
Mobil | APRA HEIGHTS | 38939 | To clean advertisement snap board | ERWIN / RONALD / GLEN |  | CM
Mobil | UPPER TUMON | 38812 | To repair walk in cooler, replace filter drier & flsuh unit | REY / EFREN / SAM |  | APPROVED 1930
2026-01-14
PM / Work Orders / Approved Work
In-house | AGAT 2 APTS |  | LANDSCAPING | JULIUS / SANTOCA / MARVIN / ONDI
In-house | LATTE HTS |  | waterblasting and painting works | OMIE / NORSON
2026-01-14
PM / Work Orders / Approved Work
HKR | AGANA |  | ESS | NILO / BRYAN / ARNANI
HKR | LEO PALACE |  | RADOMES | ERIC / JOEL
ISD | LEO PALACE |  | PUMPS | IVAN / DODONG
ISD | UNITED |  | INSTALL OF BIRD SCREENS FOR WAREHOUSE DOOR | ANTON / JP
2026-01-15
MOBIL / HKR | MOBIL / HKR |  | PREPARE ALL MATERIAL | NELSON V. | 8
2026-01-15
PM / Work Orders / Approved Work
PROJECT | LOCATION | WO# | DESCRIPTION | TECH ASSIGNED | EST. HRS | STATUS
Mobil | FATIMA | NONE | Bollards, Pay Gas n Go Touch Up *NOTE: PLEASE PRIORITIZE PAINTING WORKS DURING FAIR/ GOOD WEATHER. | ARIEL / CHRISTIAN / SAM |  | PM
Mobil | EAST AGANA | 39018 | Car wash room pipe is leaking | REY / RONALD / ERWIN
Mobil | EAST AGANA | 39019 | faucet request a lock near to air pump | REY / RONALD / ERWIN
Mobil | AGANA | 39023 | P7 topper glass is slighting out,caller confirmed that no safety issue | REY / RONALD / ERWIN
Mobil | SINAJANA | 39030 | Requesting pest control due to found cockroaches in the cashiers area | REY / RONALD / ERWIN
Mobil | IPAN | 39027 | Two C-store AC units have exposed wires on the power source | REY / RONALD / ERWIN
Mobil | MANGILAO | 39016 | Ice Machine too slow in making ice | REY / RONALD / ERWIN
2026-01-15
PM / Work Orders / Approved Work
In-house | AGAT 2 APTS |  | LANDSCAPING | JULIUS / SANTOCA / MARVIN / ONDI
In-house | ERI Project |  | WH1 | OMIE / NORSON
2026-01-15
PM / Work Orders / Approved Work
HKR | HKR works |  |  | Roger / Efren / Glen
HKR | AGANA |  | ESS | NILO / BRYAN / ARNANI
HKR | LEO PALACE |  | RADOMES | ERIC / JOEL
ISD | LEO PALACE |  | PUMPS | IVAN / DODONG
ISD | UNITED |  | INSTALL OF BIRD SCREENS FOR WAREHOUSE DOOR | ANTON / JP / ROBERT
2026-01-16
MOBIL / HKR | MOBIL / HKR |  | PREPARE ALL MATERIAL | NELSON V. | 8
2026-01-16
PM / Work Orders / Approved Work
PROJECT | LOCATION | WO# | DESCRIPTION | TECH ASSIGNED | EST. HRS | STATUS
Mobil | BARRIGADA HTS | 39012; 39011; | To clean & degrease oil residue at C-Store Parking; To clean and remove algae build up along curbs & subway side at general area specifically on DW-MBAR3 area & to the other side of the building. | ARIEL / NORSON / SAM / MARVIN |  | APPROVED 1951; APPROVED 1952;
Mobil | AIRPORT | NONE | Bollards, Pay Gas n Go Touch Up *NOTE: PLEASE PRIORITIZE PAINTING WORKS DURING FAIR/ GOOD WEATHER. | ARIEL / MARVIN / OMIE |  | PM
Mobil | UPPER TUMON | 38956 | To replace burnt light & fittings & to do re-wiring of cooler | REY / ERWIN |  | APPROVED 1943
Mobil | MAITE | 38975 | To re-align main door of drink cooler & replace the gasket | REY / ERWIN |  | APPROVED 1944
Mobil |  | 39042; 39043; 39044; | light switch cover for McDonalds kitchen needs to be replaced; the AC vent above the drinks dispenser at the McDonalds needs repainting ; ice machine's drainage pipe is leaking , at the McDonalds side | REY / ERWIN |  | ASSESSMENT P4; ASSESSMENT P4; ASSESSMENT P3;
Mobil | AGANA | 39010; 39009; | To replace toilet bowl wax; To remove ingress sign & repair the framing, and replace the ingress arrow sign. | ERIC / JOEL |  | APPROVED 1949; APPROVED 1950;
Mobil | SINAJANA | 39036 | put a cover on our Pump Stop in the cashier's area | ERIC / JOEL |  | ASSESSMENT P4;
Mobil | IPAN | 39037 | Generator's room vent screen is rotten and needs to be replace | ERIC / JOEL |  | ASSESSMENT P4;
2026-01-16
PM / Work Orders / Approved Work
In-house | ERI LATTE HTS |  | LANDSCAPING | JULIUS / SANTOCA / RONALD / ONDI |  | PM
Mobil | HEADQUARTER / MAIN OFFICE |  | Scraping of paint on rusted parts of building walls and trusses. Preparation for repainting works. | OMIE |  | PM
2026-01-16
PM / Work Orders / Approved Work
HKR | LEO PALACE |  | RADOMES | ERIC / JOEL
In-house | Headquarter / Main ffice | None | Scraping of paint on rusted parts of building walls and trusses. Preparation for repainting works. | ERIC / JOEL |  | IN HOUSE PM
HKR | HKR Work |  |  | ROGER / EFREN / GLEN
HKR | AGANA |  | ESS | NILO / BRYAN / ARNANI
ISD | LEO PALACE |  | PUMPS | IVAN / DODONG
ISD | UNITED |  | INSTALL OF BIRD SCREENS FOR WAREHOUSE DOOR | ANTON / JP / ROBERT
2026-01-16
APPROVED WORK ORDERS / MATERIALS PREPARATION
Mobil | UPPER TUMON | 38956 | To replace burnt light & fittings & to do re-wiring of cooler (Wire, new light bulb & fittings) | Rey / Robert |  | APPROVED 1948
Mobil | Maite | 38975 | Light switch cover for McDonalds kitchen needs to be replaced (Light switch cover) | Rey / Robert |  | APPROVED 1947
Mobil | AGANA | 39010 | To replace toilet bowl wax; (Need toilet bowl wax) | ERIC / GLEN |  | APPROVED 1949
Mobil | AGANA | 39009 | To remove ingress sign & repair the framing, and replace the ingress arrow sign. (Need to remove the ingress sign framing, to repair at warehouse 1 while waiting for the arrow signage from Pacific Sign to be released.) | ERIC / GLEN |  | APPROVED 1950
Mobil | BARRIGADA HTS | 39012 | To clean & degrease oil residue at C-Store Parking; (Need oil degreaser) | ARIEL / CHRISTIAN / SAM |  | APPROVED 1951
Mobil | BARRIGADA HTS | 39011 | To clean and remove algae build up along curbs & subway side at general area specifically on DW-MBAR3 area & to the other side of the building. (Need to waterblast) | ARIEL / CHRISTIAN / SAM |  | APPROVED 1952
Mobil | Ysengsong |  | To replace damaged perimeter light pole (Need GI pipe, bolt, base plate, and paint for the replacement of pole) | Rey / Robert |  | APPROVED 1948
Mobil | Maite |  | To replace damaged typhoon shutter barrel bolt/ lock for main entrance (Need typhoon shutter barrel bolt) | Efren / Sam / Eric |  | APPROVED 1947
2026-01-20
MOBIL / HKR | MOBIL / HKR |  | PREPARE ALL MATERIAL | NELSON V. | 8
2026-01-20
PM / Work Orders / Approved Work
PROJECT | LOCATION | WO# | DESCRIPTION | TECH ASSIGNED | EST. HRS | STATUS
Mobil | BARRIGADA HTS | 39012; 39011; | To clean & degrease oil residue at C-Store Parking; To clean and remove algae build up along curbs & subway side at general area specifically on DW-MBAR3 area & to the other side of the building. | ARIEL / SAM / MARVIN |  | APPROVED 1951; APPROVED 1952;
Mobil | SINAJANA | 39079 | Requesting to check possible water leaks on our site due to our water bill is high | REY / ERIC |  | ASSESSMENT P4
Mobil | EAST AGANA | 39048 | Hot food warmer is not getting hot. (SW) | REY / ERIC |  | ASSESSMENT P3
Mobil | YSENGSONG | 39083 | To assess cracked wall near the subway breaker & power meter | REY / ERIC |  | ASSESSMENT P4
Mobil | YSENGSONG | 39004 | To replace damaged perimeter light pole (Need GI pipe, bolt, base plate, and paint for the replacement of pole) | REY / ERIC / ARIEL / ARNANI (ARIEL WILL GO TO BARRIGADA AFTER YSS AND ARNANI WILL GO TO UNITED) |  | APPROVED 1948
Mobil | AGANA | 39010; 39009; | To replace toilet bowl wax; To remove ingress sign & repair the framing, and replace the ingress arrow sign. | ERWIN / GLEN |  | APPROVED 1949; APPROVED 1950;
Mobil | SINAJANA | 39036 | put a cover on our Pump Stop in the cashier's area | ERWIN / GLEN |  | ASSESSMENT P4;
Mobil | IPAN | 39038 / 39037 | Synergy Strip light on Pump #2 is not working ; Generator's room vent screen is rotten and needs to be replace | ERWIN / GLEN |  | ASSESSMENT P4; P4
2026-01-20
PM / Work Orders / Approved Work
In-house | UNIT 1 LATTE HTS |  | ACU GEN. CLEANING & MAINTENANCE | REY / ERIC |  | PM
In-house | JI BARRIGADA HTS |  | LANDSCAPING | JULIUS/ RONALD / ONDI |  | PM
Mobil | HEADQUARTER / MAIN OFFICE |  | Scraping of paint on rusted parts of building walls and trusses. Preparation for repainting works. | ARIEL / SAM / MARVIN |  | PM
Mobil | WAREHOUSE 1 |  | Wood works project | OMIE / NORSON |  | PM
2026-01-20
PM / Work Orders / Approved Work
In-house | Headquarter / Main ffice | None | Scraping of paint on rusted parts of building walls and trusses. Preparation for repainting works. | ERIC / JOEL |  | IN HOUSE PM
HKR | AGANA |  | ESS | NILO / BRYAN / SAM / RONALD
ISD | LEO PALACE |  | PUMPS | IVAN / DODONG
ISD | UNITED |  | INSTALL OF BIRD SCREENS FOR WAREHOUSE DOOR | ANTON / JP / ROBERT / ARNANI
2026-01-21
MOBIL / HKR | MOBIL / HKR |  | PREPARE ALL MATERIAL | NELSON V. | 8
2026-01-21
PM / Work Orders / Approved Work
PROJECT | LOCATION | WO# | DESCRIPTION | TECH ASSIGNED | EST. HRS | STATUS
Mobil | YONA | 39086 | Requesting to clean our ice machine | REY / ERIC / ERWIN |  | ASSESSMENT P4
Mobil | SINAJANA | 39089 | Requesting to install a wall cover inside carwash | REY / ERIC / ERWIN |  | ASSESSMENT P4
Mobil | EAST AGANA | 39099 / 38658 | Faucet is leaking in front of carwash; To remove and install new 24K Btu ACU in East Agana | REY / ERIC / ERWIN |  | ASSESSMENT P4; APPROVED 1953
Mobil | AIRPORT | 39097 | Canopy lights in pump 5.8.11 busted need to be replaced | REY / ERIC / ERWIN |  | ASSESSMENT P4
Mobil | FATIMA | 39095 | Screw for Toilet Seat Hinge on left side is broken, seat is not fully secured. | REY / ERIC / ERWIN |  | ASSESSMENT P3
Mobil | YSENGSONG | 39004 | To replace damaged perimeter light pole (Need GI pipe, bolt, base plate, and paint for the replacement of pole) | REY / ERIC / ERWIN (Base plate under Kuya Bayani, On-going Fabrication) |  | APPROVED 1948
2026-01-21
PM / Work Orders / Approved Work
In-house | UNIT 1 LATTE HTS |  | ACU GEN. CLEANING & MAINTENANCE | REY / ERIC (2:45pm) |  | PM
Mobil | HEADQUARTER / MAIN OFFICE |  | Waterblasting, rusted paint scraping, preparation for repainting, and Repainting | ARIEL / SAM |  | PM
In-house | WAREHOUSE 1 |  | LANDSCAPING / GENERAL CLEANING OF DEBRIS | JULIUS / CHRISTIAN (Christian to help Julius while waiting for the container to arrive) |  | PM
Mobil | WAREHOUSE 1 |  | ISD Wire spooling | IVAN / MARVIN |  | PROJECT
Mobil | WAREHOUSE 1 |  | Delivery of Trash Container | NORSON / OMIE / CHRISTIAN / ONDI |  | PM
Mobil | PAGO BAY |  | Wood cladding to be installaed at Pago Bay | NORSON / OMI / ONDI |  | PROJECT
2026-01-21
PM / Work Orders / Approved Work
In-house | Headquarter / Main ffice | None | Scraping of paint on rusted parts of building walls and trusses. Preparation for repainting works. | ERIC / JOEL |  | IN HOUSE PM
HKR | AGANA |  | ESS | NILO / BRYAN / ARNANI
ISD | UNITED |  | INSTALL OF BIRD SCREENS FOR WAREHOUSE DOOR | ANTON / JP / ROBERT / RONALD
2026-01-22
MOBIL / HKR | MOBIL / HKR |  | PREPARE ALL MATERIAL | NELSON V. | 8
2026-01-22
PM / Work Orders / Approved Work
PROJECT | LOCATION | WO# | DESCRIPTION | TECH ASSIGNED | EST. HRS | STATUS
Mobil | EAST AGANA | 39019 / 38658 | To install faucet lock at air and water existing faucet; To remove and install new 24K Btu ACU in East Agana | REY / SAM |  | APPROVED 1955; APPROVED 1953
Mobil | YSENGSONG | 39033 | To replace thermostat for the walk in chiller | REY / SAM |  | APPROVED 1954
Mobil | YIGO PA | 39100 | back of the store 1 perimeter light not working | REY / SAM |  | ASSESSMENT P4
Mobil | IPAN | 39027 | To repipe exposed wire due to rust | ERWIN / RONALD |  | APPROVED 1956
Mobil | ADELUP | 38926 | To replaced damaged underground pipe going to air & water unit due to leak | ERWIN / RONALD |  | APPROVED 1957
Mobil | YSENGSONG | 39004 | To replace damaged perimeter light pole (Need GI pipe, bolt, base plate, and paint for the replacement of pole) | REY / ERIC / SAM (Base plate under Kuya Bayani, On-going Fabrication) |  | APPROVED 1948
2026-01-22
PM / Work Orders / Approved Work
Mobil | HEADQUARTER / MAIN OFFICE |  | Waterblasting, rusted paint scraping, preparation for repainting, and Repainting | ARIEL / MARVIN / OMIE / NORSON |  | PM
In-house | WAREHOUSE 1 |  | LANDSCAPING / HAULING OF DEBRIS TO TRASH CONTAINER | JULIUS / SANTOCA / EDGAR |  | PM
Mobil | MAITE APARTMENT / WH2 |  | Landscaping at Maite Apartment and Warehouse 2, Medical Office | ONDI / CHRISTIAN |  | PM
2026-01-22
PM / Work Orders / Approved Work
In-house | Headquarter / Main ffice | None | Scraping of paint on rusted parts of building walls and trusses. Preparation for repainting works. | ERIC / JOEL |  | IN HOUSE PM
ISD | GUAM REEF HOTEL |  | PUMP TO BE REMOVED | GUAPE / IVAN
HKR | AGANA |  | ESS | NILO / BRYAN / ARNANI
ISD | UNITED |  | INSTALL OF BIRD SCREENS FOR WAREHOUSE DOOR | ANTON / JP / ROBERT / KEANU / ERIC
2026-01-23
MOBIL / HKR | MOBIL / HKR |  | PREPARE ALL MATERIAL | NELSON V. | 8
2026-01-23
PM / Work Orders / Approved Work
PROJECT | LOCATION | WO# | DESCRIPTION | TECH ASSIGNED | EST. HRS | STATUS
Mobil | YIGO NORTH | 38836 | To replace MID remote due to battery compartment corrosion | REY / ERWIN |  | APPROVED 1959
Mobil | EAST AGANA | 39048 | To repair food warmer, to replace heating element & loose connector | REY / ERWIN |  | APPROVED 1962
Mobil | SINAJANA | 38724 | Take Note: Get the existing push button at Anigua's air & water and transfer it to Sinajana Air & water | REY / ERWIN
Mobil | YONA | 39061 | To repair damaged ingress signage & replace the arrow sign | REY / ERWIN |  | APPROVED 1961
Mobil | MAITE |  | Landscaping Inspection | ONDI / CHRISTIAN / MARVIN |  | PM
Mobil | YSENGSONG | 39004 | To replace damaged perimeter light pole (Need GI pipe, bolt, base plate, and paint for the replacement of pole) | REY / ERIC / SAM (To pick up at Warehouse 1) |  | APPROVED 1948
2026-01-23
PM / Work Orders / Approved Work
Mobil | HEADQUARTER / MAIN OFFICE |  | Waterblasting, rusted paint scraping, preparation for repainting, and Repainting | ARIEL / MARVIN / OMIE / NORSON |  | PM
In-house | WAREHOUSE 1 |  | LANDSCAPING / GENERAL CLEANING / HAULING OF DEBRIS TO TRASH CONTAINER | EDGAR / JULIUS |  | PM
In-house | HEADQUARTER / MAIN OFFICE |  | General cleaning of Split type ACU at Main Office | ERWIN / REY (After Mobil) |  | PM
2026-01-23
PM / Work Orders / Approved Work
In-house | Headquarter / Main ffice | None | Scraping of paint on rusted parts of building walls and trusses. Preparation for repainting works. | ERIC / JOEL |  | IN HOUSE PM
ISD | GUAM REEF HOTEL |  | PUMP TO BE REMOVED | GUAPE / IVAN
HKR | SODEXO |  | SCHOOLS | EFREN / SAM
HKR | AGUEDA |  | Repainting of T-runner and installation of ceiling tiles | ARIEL / NORSON / OMIE
HKR | AGANA |  | ESS | NILO / BRYAN / ARNANI
ISD | UNITED |  | INSTALL OF BIRD SCREENS FOR WAREHOUSE DOOR | ANTON / JP / ROBERT / KEANU / RONALD
2026-01-26
MOBIL / HKR | MOBIL / HKR |  | PREPARE ALL MATERIAL | NELSON V. | 8
2026-01-26
PM / Work Orders / Approved Work
PROJECT | LOCATION | WO# | DESCRIPTION | TECH ASSIGNED | EST. HRS | STATUS
Mobil | ADELUP | 39133 | Mobil signage on canopy is not turning on. Totally not on | ERWIN / CHRISTIAN |  | ASSESSMENT P4
Mobil | SINAJANA | 39129 | Requesting for anti-skid for the front door | ERWIN / CHRISTIAN |  | ASSESSMENT P4
Mobil | YONA | 39131 | Egress needs to secure, the base is damage | ERWIN / CHRISTIAN |  | ASSESSMENT P4
Mobil | YSENGSONG | 39004 | To replace damaged perimeter light pole (To pick up at Warehouse 1) | REY / ERIC / SAM |  | APPROVED 1948
Mobil | YIGO NORTH | 39128 | Women restroom door handle unable to lock. | REY / ERIC / SAM |  | ASSESSMENT P4
Mobil | MAITE | 39124 | ice machine not producing ice | REY / ERIC / SAM |  | ASSESSMENT P3
Mobil | EAST AGANA | 39132 | marble table at food counter is cracked | REY / ERIC / SAM |  | ASSESSMENT P4
Mobil | AIRPORT | 39135 | Men's restroom door knob needs to be replaced | REY / ERIC / SAM |  | ASSESSMENT P4
2026-01-26
PM / Work Orders / Approved Work
Mobil | HEADQUARTER / MAIN OFFICE |  | Waterblasting, rusted paint scraping, preparation for repainting, and Repainting | ARIEL / MARVIN / OMIE / NORSON |  | PM
In-house | WAREHOUSE 1 |  | LANDSCAPING / GENERAL CLEANING / HAULING OF DEBRIS TO TRASH CONTAINER | EDGAR / JULIUS |  | PM
In-house | HEAD QUARTER / MAIN OFFICE |  | To replace bearing of Main Gate / To continue the scraping of rusted paint and preparation for repainting of trusses and perimeter wall | ARIEL / MARVIN / ARNANI |  | PM
In-house | PAGO BAY |  | ERI Installation of Hard wood accent | ONDI / OMIE / NORSON |  | PM
In-house | BARRIGADA HTS |  | JRI Installation of Starlink | ERWIN / CHRISTIAN |  | PM
In-house | MAITE APARTMENT UNIT 2 |  | General cleaning of ACU | ERWIN / CHRISTIAN |  | PM
2026-01-26
PM / Work Orders / Approved Work
In-house | Headquarter / Main ffice | None | Scraping of paint on rusted parts of building walls and trusses. Preparation for repainting works. | ERIC / JOEL |  | IN HOUSE PM
ISD | GUAM REEF HOTEL |  | PUMP TO BE REMOVED | GUAPE / IVAN
HKR | SODEXO |  | SCHOOLS | EFREN / GLEN
HKR | AGUEDA |  | Repainting of T-runner and installation of ceiling tiles (In the Afternoon) | ARIEL / MARVIN
HKR | AGANA |  | ESS | NILO / BRYAN / ARNANI
ISD | UNITED |  | INSTALL OF BIRD SCREENS FOR WAREHOUSE DOOR | ANTON / JP / ROBERT / KEANU / RONALD
2026-01-27
MOBIL / HKR | MOBIL / HKR |  | PREPARE ALL MATERIAL | NELSON V. | 8
2026-01-27
PM / Work Orders / Approved Work
PROJECT | LOCATION | WO# | DESCRIPTION | TECH ASSIGNED | EST. HRS | STATUS
Mobil | TAMUNING | 39154 | generator gauge shows 0 psi and not running (VL) site trading as usual | ERWIN / NILO |  | ASSESSMENT P3
Mobil | EAST AGANA | 39099 | To replace PVC Pipe. To reduce from 1" to 3/4" & the faucet 3/4" inlet | ERWIN / NILO |  | CM
Mobil | SINAJANA | 39165 | UIC drainage screen near the generator area is damaged and falling apart. | ERWIN / NILO |  | ASSESSMENT P4
Mobil | MANGILAO | 39156 | canopy fascia strip light on top p2 not working | ERWIN / NILO |  | ASSESSMENT P4
Mobil | YSENGSONG | 39004 | To replace damaged perimeter light pole (To pick up at Warehouse 1) | REY / ERIC / SAM / (CHRISTIAN - MORNING ONLY) |  | APPROVED 1948
Mobil | YSENGSONG | 38889 | To replace cabinet door hinges | REY / ERIC / SAM |  | CM
Mobil | YIGO PA | 39100 / 39115 | To replace 1 busted perimeter light at the back; To replace busted 1 busted perimeter light near entrance | REY / ERIC / SAM |  | APPROVED 1970; APPROVED 1972
Mobil | YIGO PA | 39166 | Cabinet door handle is broken, below the coffee machine. | REY / ERIC / SAM |  | ASSESSMENT P4
2026-01-27
PM / Work Orders / Approved Work
Mobil | HEADQUARTER / MAIN OFFICE |  | Waterblasting, rusted paint scraping, preparation for repainting, and Repainting | ARIEL / MARVIN / OMIE / NORSON |  | PM
In-house | WAREHOUSE 1 |  | GENERAL CLEANING / HAULING OF DEBRIS TO TRASH CONTAINER (Go first to Sir Edward) | JULIUS / EDGAR |  | PM
In-house | PAGO BAY |  | ERI Installation of outdoor kitchen sink | ROBERT / OMIE |  | PM
In-house | BARRIGADA HTS |  | Waterblasting at JRI residential unit | ONDI / RONALD |  | PM
In-house | MAITE APARTMENT UNIT 2 |  | General cleaning of ACU | ERWIN / CHRISTIAN |  | PM
2026-01-27
PM / Work Orders / Approved Work
In-house | Headquarter / Main ffice | None | Scraping of paint on rusted parts of building walls and trusses. Preparation for repainting works. | ERIC / JOEL |  | IN HOUSE PM
ISD | GUAM REEF HOTEL |  | PUMP TO BE INSTALLED | GUAPE / IVAN
HKR | SODEXO |  | SCHOOLS | KIMPEE / JOEL (CHRISTIAN IN THE AFTERNOON, WILL HELP IN THE INSTALLATION OF 5 LAYERS SCAFFOLDING AT MACHANAO)
HKR | SODEXO |  | SCHOOLS | EFREN / GLEN
HKR | AGANA |  | ESS | MARVIN / BRYAN
ISD | HTC |  |  | ANTON
2026-01-28
MOBIL / HKR | MOBIL / HKR |  | PREPARE ALL MATERIAL | NELSON V. | 8
2026-01-28
PM / Work Orders / Approved Work
PROJECT | LOCATION | WO# | DESCRIPTION | TECH ASSIGNED | EST. HRS | STATUS
Mobil | AGAT | 38959 | restroom right side sink is leaking | ERWIN / ERIC / RONALD |  | ASSESSMENT P3
Mobil | ADELUP | 39179 | back office air conditioning is not working | ERWIN / ERIC / RONALD |  | ASSESSMENT P4
Mobil | AGANA | 38901 | Bulk display needs to be repaired | ERWIN / ERIC / RONALD |  | ASSESSMENT P4
Mobil | MAITE | 38998 | McDonald area, The AC unit needs to be checked to locate a leak and complete the necessary repairs | ERWIN / ERIC / RONALD |  | ASSESSMENT P4
Mobil | MAITE | 38974 | To replace damaged barrel bolt of main entrance shutter door lock. | ERWIN / ERIC / RONALD |  | APPROVED 1947
Mobil | YIGO NORTH | 39178 | carwash drainage is block | ERWIN / ERIC / RONALD |  | ASSESSMENT P4
Mobil | YSENGSONG | 39083 | To repair damaged and cracked wall near subway panel board and power meter | ERWIN / ERIC / RONALD |  | APPROVED 1963
Mobil | FATIMA | 39173 | Restroom door not closing properly | ERWIN / ERIC / RONALD |  | ASSESSMENT P4
2026-01-28
PM / Work Orders / Approved Work
Mobil | HEADQUARTER / MAIN OFFICE |  | Waterblasting, rusted paint scraping, preparation for repainting, and Repainting | ARIEL / MARVIN / OMIE / NORSON |  | PM
In-house | WAREHOUSE 1 |  | GENERAL CLEANING / HAULING OF DEBRIS TO TRASH CONTAINER (Go first to Sir Edward) | JULIUS / EDGAR |  | PM
In-house | PAGO BAY |  | ERI Installation of outdoor kitchen sink | ROBERT / OMIE |  | PM
In-house | BARRIGADA HTS |  | Replacement of AC AT JRI | REY / NILO |  | PM
In-house | MAITE APARTMENT UNIT 2 |  | Replacement of AC AT UNIT 2 | REY / NILO |  | PM
2026-01-28
PM / Work Orders / Approved Work
In-house | Headquarter / Main ffice | None | Scraping of paint on rusted parts of building walls and trusses. Preparation for repainting works. | ERIC / JOEL |  | IN HOUSE PM
ISD | SUPREME |  | FIRE PUMP INSTALLATION | GUAPE / IVAN / SAM
HKR | SODEXO |  | SCHOOLS | KIMPEE / JOEL
HKR | SODEXO |  | SCHOOLS / RESTAURANT | EFREN / GLEN / ARIEL
HKR | AGANA |  | ESS | BRYAN / MARVIN / ARNANI
ISD | HTC |  |  | ANTON / JP
In-house | BARRIGADA HTS |  | To assess house and prepare materials | OMIE / ONDI
2026-01-29
MOBIL / HKR | MOBIL / HKR |  | PREPARE ALL MATERIAL | NELSON V. | 8
2026-01-29
PM / Work Orders / Approved Work
PROJECT | LOCATION | WO# | DESCRIPTION | TECH ASSIGNED | EST. HRS | STATUS
Mobil | YONA | 39131 | To refurbish the base plate & framing of the egress sign & to secure the area | ERWIN / ERIC / RONALD |  | APPROVED 1978
Mobil | YONA | 39060 | To rewire the freezer compressor wiring (It's already done, just need to submit another JCF indicating the work is already completed) | ERWIN / ERIC / RONALD |  | APPROVED 1969
Mobil | SINAJANA | 39129 | To install anti-skid at the main entrance | ERWIN / ERIC / RONALD |  | APPROVED 1977
Mobil | SINAJANA | 39036 | To fabricate and install a cover for pump stop in the cashier area | ERWIN / ERIC / RONALD |  | APPROVED 1964 (CANCELLED)
Mobil | EAST AGANA | 39132 | To replace damaged display counter top at the food counter area | ONDI / ROBERT ( In the Afternoon) |  | APPROVED 1974 (SOURCING OF QUARTZ)
2026-01-29
PM / Work Orders / Approved Work
Mobil | HEADQUARTER / MAIN OFFICE |  | Waterblasting, rusted paint scraping, preparation for repainting, and Repainting | ARIEL / MARVIN / OMIE / NORSON |  | PM
In-house | WAREHOUSE 1 |  | GENERAL CLEANING / HAULING OF DEBRIS TO TRASH CONTAINER (Go first to Sir Edward) | JULIUS / EDGAR |  | PM
In-house | PAGO BAY |  | ERI Installation of outdoor kitchen sink | ROBERT / OMIE |  | PM
In-house | BARRIGADA HTS |  | ERI Apartment repair work (Need to scrape the existing wall paint, to apply waterproofing, and repainting; Need also to install new fire alarm, existing is already broken) | ONDI / NORSON
In-house | BARRIGADA HTS |  | JRI House repair works | OMIE / ROBERT
In-house | BARRIGADA HTS |  | Replacement of AC AT JRI | REY / CHRISTIAN /MARVIN |  | PM
In-house | MAITE APARTMENT UNIT 2 |  | Replacement of AC AT UNIT 2 | REY / CHRISTIAN / MARVIN |  | PM
2026-01-29
PM / Work Orders / Approved Work
In-house | Headquarter / Main ffice | None | Scraping of paint on rusted parts of building walls and trusses. Preparation for repainting works. | ERIC / JOEL |  | IN HOUSE PM
ISD | SUPREME |  | FIRE PUMP INSTALLATION | GUAPE / IVAN / SAM
HKR | SODEXO |  | SCHOOLS | KIMPEE / JOEL (ARNANI IN THE AFTERNOON, TO HELP WITH THE SCAFFOLDING WORK)
HKR | SODEXO |  | SCHOOLS / RESTAURANT | EFREN / GLEN / ARIEL
HKR | AGANA |  | ESS | NILO / ARNANI
ISD | HTC |  |  | ANTON / JP
2026-01-30
MOBIL / HKR | MOBIL / HKR |  | PREPARE ALL MATERIAL | NELSON V. | 8
2026-01-30
PM / Work Orders / Approved Work
PROJECT | LOCATION | WO# | DESCRIPTION | TECH ASSIGNED | EST. HRS | STATUS
Mobil | AIRPORT | 39097 | Need to replace busted canopy lights in Pump 5,8,11 | ERWIN / ERIC / SAM |  | CM
Mobil | TAMUNING | 39154 | To unload fuel of generator pump to fix faulty "High warning fuel" level (Overfill) | ERWIN / ERIC / SAM |  | CM
Mobil | ANIGUA | 39203 | Air pump is coming out and not stopping even when no one is using | ERWIN / ERIC / SAM |  | ASSESSMENT P4
Mobil | ADELUP | 39133 | To check and repair faulty mobil signage canopy light | ERWIN / ERIC / SAM |  | CM
Mobil | IPAN | 39037 | To replace generator vent wiremesh screen | ERWIN / ERIC / SAM |  | APPROVED 1965
Mobil | IPAN | 39038 | To replace busted synergy strip light | ERWIN / ERIC / SAM |  | APPROVED 1966
2026-01-30
PM / Work Orders / Approved Work
Mobil | HEADQUARTER / MAIN OFFICE |  | Waterblasting, rusted paint scraping, preparation for repainting, and Repainting | ARIEL / MARVIN / OMIE / NORSON |  | PM
In-house | WAREHOUSE 1 |  | GENERAL CLEANING / HAULING OF DEBRIS TO TRASH CONTAINER (Go first to Sir Edward) | EDGAR / CHRISTIAN / MARVIN |  | PM
In-house | PAGO BAY |  | ERI Installation of outdoor kitchen sink | ROBERT / OMIE |  | PM
In-house | BARRIGADA HTS |  | JRI House repair works including repainting of steps and damaged door and jamb | OMIE / ROBERT / NORSON
In-house | BARRIGADA HTS |  | Replacement of AC AT JRI | REY / NILO / ONDI |  | PM
2026-01-30
PM / Work Orders / Approved Work
In-house | Headquarter / Main ffice | None | Scraping of paint on rusted parts of building walls and trusses. Preparation for repainting works. | ERIC / JOEL |  | IN HOUSE PM
ISD | SUPREME |  | FIRE PUMP INSTALLATION | GUAPE / IVAN
HKR | SODEXO |  | SCHOOLS | KIMPEE / JOEL / ROGER
HKR | SODEXO |  | SCHOOLS / RESTAURANT | EFREN / GLEN
HKR | AGANA |  | ESS | BRYAN / ARNANI
ISD | MEDICAL |  | MEDICAL | ANTON / JP
2026-02-02
MOBIL / HKR | MOBIL / HKR |  | PREPARE ALL MATERIAL | NELSON V. | 8
2026-02-02
PM / Work Orders / Approved Work
PROJECT | LOCATION | WO# | DESCRIPTION | TECH ASSIGNED | EST. HRS | STATUS
Mobil | AGAT | 38959 | To replace damaged p-trap and angle valve to fix leak | ERWIN / ERIC / NILO |  | APPROVED 1985
Mobil | AGAT / APRA / ADELUP / ANIGUA | NONE | Electrical Inspection, generator inspection, Smoke Detector Inspection, Airconditioning, Refrigeration & Walk in Cooler, Water System Inspection. | ERWIN / ERIC / NILO |  | PM
Mobil | YIGO NORTH | 39226 | Men toilet seat is loose | REY / SAM |  | ASSESSMENT P4
Mobil | YIGO PA | 39166 | To replace cabinet door handle | REY / SAM |  | CM
Mobil | FATIMA | 39173 | To replace door hinges and realign restroom door | REY / SAM |  | APPROVED 1982
Mobil | AIRPORT | 39215 | Freezer not working (walkin freezer) | REY / SAM |  | ASSESSMENT P4
Mobil | AIRPORT | 39216 | Celing on the walk in freezer is leaking | REY / SAM |  | ASSESSMENT P4
Mobil | EAST AGANA | 39225 | Next to carwash faucet is leaking, coupling is crack | REY / SAM |  | ASSESSMENT P4
Mobil | AGANA | 38901 | To replace damaged formica bulk display counter | REY / SAM |  | APPROVED 1984
Mobil | SINAJANA | 39221 | Reporting our Ice Freezer,it's not working | REY / SAM |  | ASSESSMENT P3
2026-02-02
PM / Work Orders / Approved Work
Mobil | HEADQUARTER / MAIN OFFICE |  | Waterblasting, rusted paint scraping, preparation for repainting, and Repainting | ARIEL / MARVIN / OMIE / NORSON |  | PM
In-house | WAREHOUSE 1 |  | To assist Kuya Bayani and Kuya Raul for repair of forklift and fabrication | JULIUS / RONALD |  | PM
In-house | HEADQUARTER |  | To attend safety training for CBRE | SANTOCA / ROBERT / CHRISTIAN |  | Training
In-house | PAGO BAY |  | ERI Installation of outdoor kitchen sink | ROBERT / OMIE |  | PM
In-house | BARRIGADA HTS |  | JRI House repair works including repainting of steps and damaged door and jamb | ARIEL / NORSON / ONDI
In-house | BARRIGADA HTS |  | At Boss John's friend, will do repair works | OMIE |  | PM
2026-02-02
PM / Work Orders / Approved Work
In-house | Headquarter / Main ffice | None | Scraping of paint on rusted parts of building walls and trusses. Preparation for repainting works. | ERIC / JOEL |  | IN HOUSE PM
ISD | SUPREME |  | FIRE PUMP INSTALLATION | GUAPE / IVAN
HKR | SODEXO |  | SCHOOLS | KIMPEE / JOEL
HKR | SODEXO |  | SCHOOLS / RESTAURANT | EFREN / GLEN / ARNANI
HKR | AGANA |  | ESS | BRYAN / MARVIN
ISD | MEDICAL |  | MEDICAL | ANTON / JP
2026-02-03
MOBIL / HKR | MOBIL / HKR |  | PREPARE ALL MATERIAL | NELSON V. | 8
2026-02-03
PM / Work Orders / Approved Work
PROJECT | LOCATION | WO# | DESCRIPTION | TECH ASSIGNED | EST. HRS | STATUS
Mobil | IPAN | 39037 | To replace generator vent wiremesh screen | ERWIN / ERIC / RONALD |  | APPROVED 1965
Mobil | IPAN | 39038 | To replace busted synergy strip light | ERWIN / ERIC / RONALD |  | APPROVED 1966
Mobil | YONA | 39061 | To repair damaged ingress signage & replace the arrow sign | ERWIN / ERIC / RONALD |  | APPROVED 1961
Mobil | YONA | 39193 | Angle valve for ice machine is broken | ERWIN / ERIC / RONALD |  | ASSESSMENT P4
Mobil | IPAN / YONA | NONE | Electrical Inspection, generator inspection, Smoke Detector Inspection, Airconditioning, Refrigeration & Walk in Cooler, Water System Inspection. | ERWIN / ERIC / RONALD |  | PM
Mobil | LIGUAN | NONE | Bollards, Pay Gas n Go Touch Up , Gen. Bldg. Typhoon shutter, Storm drain cleaning | ARIEL / IVAN / CHRISTIAN |  | PM
Mobil | FATIMA | 39173 | To replace door hinges and realign restroom door | ARIEL / IVAN / CHRISTIAN |  | APPROVED 1982
Mobil | FATIMA | NONE | Bollards, Pay Gas n Go Touch Up, Gen. Bldg. Typhoon shutter, Storm drain cleaning | ARIEL / IVAN / CHRISTIAN |  | PM
Mobil | ADELUP | 39133 | To check and repair faulty mobil signage canopy light/ ACU, Refrigiration & Walk-in cooler inspection while waiting for the Boom lift | REY / SAM / GEORGE |  | CM
Mobil | AGANA | 39236 | there is a leakage on the ceiling in front the ATG when raining | REY / SAM |  | ASSESSMENT P4
Mobil | AGANA | 38901 | To replace damaged formica bulk display counter | REY / SAM |  | APPROVED 1984
Mobil | AGANA | 39009 | To remove ingress sign & repair the framing, and replace the ingress arrow sign. | REY / SAM |  | APPROVED 1950
Mobil | SINAJANA | 39221 | Reporting our Ice Freezer, it's not working | REY / SAM |  | ASSESSMENT P3
Mobil | BARRIGADA HTS | 39212 | a busted light at the storage room | REY / SAM |  | ASSESSMENT P4
Mobil | BARRIGADA HTS | 38846 | To install floor drain cover | REY / SAM |  | APPROVED 1929
Mobil | YIGO PA | 39115 | To replace busted 1 busted perimeter light near entrance | REY / SAM / GEORGE |  | CM
2026-02-03
PM / Work Orders / Approved Work
Mobil | HEADQUARTER / MAIN OFFICE |  | Waterblasting, rusted paint scraping, preparation for repainting, and Repainting | ARIEL / MARVIN / OMIE / NORSON |  | PM
In-house | WAREHOUSE 1 |  | To assist Kuya Bayani and Kuya Raul for repair of forklift and fabrication | JULIUS / EDGAR |  | PM
In-house | PAGO BAY |  | ERI Installation of outdoor kitchen sink | ROBERT / OMIE |  | PM
In-house | BARRIGADA HTS |  | JRI House repair works including repainting of steps and damaged door and jamb | NORSON / ONDI
In-house | BARRIGADA HTS |  | At Boss John's friend, will do repair works | OMIE / ROBERT |  | PM
2026-02-03
PM / Work Orders / Approved Work
In-house | Headquarter / Main ffice | None | Scraping of paint on rusted parts of building walls and trusses. Preparation for repainting works. | ERIC / JOEL |  | IN HOUSE PM
ISD | SUPREME |  | FIRE PUMP INSTALLATION | GUAPE / JP / JUNJUN
HKR | SODEXO |  | SCHOOLS | KIMPEE / JOEL
HKR | SODEXO |  | SCHOOLS / RESTAURANT | EFREN / GLEN / ARNANI
HKR | AGANA |  | ESS | BRYAN / MARVIN / NILO
2026-02-04
MOBIL / HKR | MOBIL / HKR |  | PREPARE ALL MATERIAL | NELSON V. | 8
2026-02-04
PM / Work Orders / Approved Work
PROJECT | LOCATION | WO# | DESCRIPTION | TECH ASSIGNED | EST. HRS | STATUS
Mobil | YONA | 39061 | To repair damaged ingress signage & replace the arrow sign | ERWIN / ERIC / RONALD |  | APPROVED 1961
Mobil | BARRIGADA HTS | 38846 | To install floor drain cover | ERWIN / ERIC / RONALD |  | APPROVED 1929
Mobil | MANGILAO / BARRIGADA / FATIMA / LIGUAN | NONE | Electrical Inspection, generator inspection, Smoke Detector Inspection, Airconditioning, Refrigeration & Walk in Cooler, Water System Inspection. | ERWIN / ERIC / RONALD |  | PM
Mobil | AGANA | 39009 | To re-construct the base foundation of the arrow signage before installing the main frame of the arrow sign. | ARIEL / IVAN / CHRISTIAN / SANTOCA |  | APPROVED 1950
Mobil | AGANA / ANIGUA |  | Landscaping Inspection, General Painting curbs, parking, pavement, Bollards, Pay Gas n Go Touch Up, Gen. Bldg. Typhoon shutter, Storm drain cleaning *NOTE: PLEASE PRIORITIZE PAINTING WORKS DURING FAIR/ GOOD WEATHER. | ARIEL / IVAN / CHRISTIAN / SANTOCA |  | PM
Mobil | UPPER TUMON | 39192 | Store sink leaking underneath pipe leaking | REY / SAM |  | ASSESSMENT P4
Mobil | YIGO NORTH | 39178 | To remove sand & debris, snake drain 7 waterblast around car wash drain | REY / SAM |  | APPROVED 1979
Mobil | YIGO NORTH | 39177 | Subway walkway is faded at the back side, need painting | REY / SAM |  | ASSESSMENT P4
Mobil | BARRIGADA HTS | 38846 | To install floor drain cover | REY / SAM |  | APPROVED 1929
Mobil | MAITE | 39043 | To repaint AC Diffuser at beverages/ drink cooler area | REY / SAM |  | APPROVED 1960
Mobil | MAITE | 39237 | mag lock door to c-store not locking, have to pull door | REY / SAM |  | ASSESSMENT P3
Mobil | MAITE | 39239 | speaker near p10 found rusty | REY / SAM |  | ASSESSMENT P4
Mobil | MAITE | 39254 | McDonald's side washing machine drainage is blocked and is overflowing. | REY / SAM |  | ASSESSMENT P3
Mobil | SINAJANA | 39221 | To pull out the ice freezer | REY / SAM |  | ASSESSMENT P3
2026-02-04
PM / Work Orders / Approved Work
Mobil | HEADQUARTER / MAIN OFFICE |  | Waterblasting, rusted paint scraping, preparation for repainting, and Repainting | ARIEL / MARVIN / OMIE / NORSON |  | PM
In-house | PAGO BAY |  | Landscaping works, to pull weeds / General cleaning | JULIUS / ARNANI / DONDON |  | PM
In-house | PAGO BAY |  | ERI Installation of outdoor kitchen sink | ROBERT / OMIE |  | PM
In-house | BARRIGADA HTS |  | JRI House repair and renovation | NORSON / ONDI
In-house | BARRIGADA HTS |  | At Boss John's friend, will do repair works | OMIE / ROBERT |  | PM
2026-02-04
PM / Work Orders / Approved Work
In-house | Headquarter / Main ffice | None | Scraping of paint on rusted parts of building walls and trusses. Preparation for repainting works. | ERIC / JOEL |  | IN HOUSE PM
ISD | SUPREME |  | FIRE PUMP INSTALLATION | GUAPE / JP / JUNJUN
HKR | SODEXO |  | SCHOOLS | KIMPEE / JOEL
HKR | SODEXO |  | SCHOOLS / RESTAURANT | EFREN / GLEN
HKR | AGANA |  | ESS | BRYAN / MARVIN / NILO
2026-02-05
MOBIL / HKR | MOBIL / HKR |  | PREPARE ALL MATERIAL | NELSON V. | 8
2026-02-05
PM / Work Orders / Approved Work
PROJECT | LOCATION | WO# | DESCRIPTION | TECH ASSIGNED | EST. HRS | STATUS
Mobil | FATIMA / LIGUAN / UPPER TUMON / TAMUNING | NONE | Electrical Inspection, generator inspection, Smoke Detector Inspection, Airconditioning, Refrigeration & Walk in Cooler, Water System Inspection. | ERWIN / ERIC / RONALD |  | PM
Mobil | AGANA |  | General Painting curbs, parking, pavement and Storm drain cleaning *NOTE: PLEASE PRIORITIZE PAINTING WORKS DURING FAIR/ GOOD WEATHER. | ARIEL / IVAN / CHRISTIAN / ARNANI / SANTOCA |  | PM
Mobil | ANIGUA |  | Landscaping Inspection, General Painting curbs, parking, pavement, Bollards, Pay Gas n Go Touch Up, Gen. Bldg. Typhoon shutter, Storm drain cleaning *NOTE: PLEASE PRIORITIZE PAINTING WORKS DURING FAIR/ GOOD WEATHER. | ARIEL / IVAN / CHRISTIAN / ARNANI / SANTOCA |  | PM
Mobil | BARRIGADA HTS | 38846 | To install floor drain cover | REY / SAM |  | APPROVED 1929
Mobil | YONA | 38677 | To replace fan motor on one of the AC in C-Store | REY / SAM |  | APPROVED 1895
Mobil | YONA | 39256 | Generator digital display having issue hard time to read the data need replace | REY / SAM |  | ASSESSMENT P4
Mobil | MAITE | 39043 | To repaint AC Diffuser at beverages/ drink cooler area | REY / SAM |  | APPROVED 1960
Mobil | AGANA | 39009 | To install the egress arrow sign framing and to replace the arrow sign | REY / SAM |  | APPROVED 1950
Mobil | AGANA | 39258 | Cashier station cabinet drawer is loose and cannot be close properly | REY / SAM |  | ASSESSMENT P4
Mobil | AGANA | 39259 | Back Office AC is not working, when switched on its still functioning but not blowing anything. Error showing EL. | REY / SAM |  | ASSESSMENT P4
Mobil | TAMUNING | 39264 | 3 pcs of light in the storage room burn out | REY / SAM |  | ASSESSMENT P4
2026-02-05
PM / Work Orders / Approved Work
Mobil | HEADQUARTER / MAIN OFFICE |  | Waterblasting, rusted paint scraping, preparation for repainting, and Repainting | ARIEL / MARVIN / OMIE / NORSON |  | PM
In-house | PAGO BAY |  | Landscaping works, to pull weeds / General cleaning | JULIUS / EDGAR |  | PM
In-house | PAGO BAY |  | ERI Installation of outdoor kitchen sink | ROBERT / OMIE |  | PM
In-house | BARRIGADA HTS |  | JRI House repair and renovation | NORSON / ONDI / DONDNO
In-house | BARRIGADA HTS |  | At Boss John's friend, will do repair works | OMIE / ROBERT |  | PM
2026-02-05
PM / Work Orders / Approved Work
In-house | Headquarter / Main ffice | None | Scraping of paint on rusted parts of building walls and trusses. Preparation for repainting works. | ERIC / JOEL |  | IN HOUSE PM
HKR | SODEXO |  | SCHOOLS | KIMPEE / JOEL
HKR | SODEXO |  | SCHOOLS / RESTAURANT | EFREN / GLEN
HKR | AGANA |  | ESS | BRYAN / MARVIN / NILO
2026-02-05
APPROVED WORK ORDERS / MATERIALS PREPARATION
Mobil | EAST AGANA | 39132 | To replace damaged display counter top at the food counter area | ONDI / ROBERT ( In the Afternoon) |  | APPROVED 1974 (SOURCING OF QUARTZ)
Mobil | MAITE | 39124 | To replace defective control board of ice machine | REY / ERIC /SAM |  | APPROVED 1975 (PARTS ORDERED AT PARTSTOWN)
Mobil | SINAJANA | 39089 | To fabricate and install a wall cover inside carwash | REY / ERIC /SAM |  | APPROVED 1958 (to be fabricated by Kuya Bayani)

## Feb 2026
2026-02-02
MOBIL / HKR | MOBIL / HKR |  | PREPARE ALL MATERIAL | NELSON V. | 8
2026-02-02
PM / Work Orders / Approved Work
PROJECT | LOCATION | WO# | DESCRIPTION | TECH ASSIGNED | EST. HRS | STATUS
Mobil | AGAT | 38959 | To replace damaged p-trap and angle valve to fix leak | ERWIN / ERIC / NILO |  | APPROVED 1985
Mobil | AGAT / APRA / ADELUP / ANIGUA | NONE | Electrical Inspection, generator inspection, Smoke Detector Inspection, Airconditioning, Refrigeration & Walk in Cooler, Water System Inspection. | ERWIN / ERIC / NILO |  | PM
Mobil | YIGO NORTH | 39226 | Men toilet seat is loose | REY / SAM |  | ASSESSMENT P4
Mobil | YIGO PA | 39166 | To replace cabinet door handle | REY / SAM |  | CM
Mobil | FATIMA | 39173 | To replace door hinges and realign restroom door | REY / SAM |  | APPROVED 1982
Mobil | AIRPORT | 39215 | Freezer not working (walkin freezer) | REY / SAM |  | ASSESSMENT P4
Mobil | AIRPORT | 39216 | Celing on the walk in freezer is leaking | REY / SAM |  | ASSESSMENT P4
Mobil | EAST AGANA | 39225 | Next to carwash faucet is leaking, coupling is crack | REY / SAM |  | ASSESSMENT P4
Mobil | AGANA | 38901 | To replace damaged formica bulk display counter | REY / SAM |  | APPROVED 1984
Mobil | SINAJANA | 39221 | Reporting our Ice Freezer,it's not working | REY / SAM |  | ASSESSMENT P3
2026-02-02
PM / Work Orders / Approved Work
Mobil | HEADQUARTER / MAIN OFFICE |  | Waterblasting, rusted paint scraping, preparation for repainting, and Repainting | ARIEL / MARVIN / OMIE / NORSON |  | PM
In-house | WAREHOUSE 1 |  | To assist Kuya Bayani and Kuya Raul for repair of forklift and fabrication | JULIUS / RONALD |  | PM
In-house | HEADQUARTER |  | To attend safety training for CBRE | SANTOCA / ROBERT / CHRISTIAN |  | Training
In-house | PAGO BAY |  | ERI Installation of outdoor kitchen sink | ROBERT / OMIE |  | PM
In-house | BARRIGADA HTS |  | JRI House repair works including repainting of steps and damaged door and jamb | ARIEL / NORSON / ONDI
In-house | BARRIGADA HTS |  | At Boss John's friend, will do repair works | OMIE |  | PM
2026-02-02
PM / Work Orders / Approved Work
In-house | Headquarter / Main ffice | None | Scraping of paint on rusted parts of building walls and trusses. Preparation for repainting works. | ERIC / JOEL |  | IN HOUSE PM
ISD | SUPREME |  | FIRE PUMP INSTALLATION | GUAPE / IVAN
HKR | SODEXO |  | SCHOOLS | KIMPEE / JOEL
HKR | SODEXO |  | SCHOOLS / RESTAURANT | EFREN / GLEN / ARNANI
HKR | AGANA |  | ESS | BRYAN / MARVIN
ISD | MEDICAL |  | MEDICAL | ANTON / JP
2026-02-03
MOBIL / HKR | MOBIL / HKR |  | PREPARE ALL MATERIAL | NELSON V. | 8
2026-02-03
PM / Work Orders / Approved Work
PROJECT | LOCATION | WO# | DESCRIPTION | TECH ASSIGNED | EST. HRS | STATUS
Mobil | IPAN | 39037 | To replace generator vent wiremesh screen | ERWIN / ERIC / RONALD |  | APPROVED 1965
Mobil | IPAN | 39038 | To replace busted synergy strip light | ERWIN / ERIC / RONALD |  | APPROVED 1966
Mobil | YONA | 39061 | To repair damaged ingress signage & replace the arrow sign | ERWIN / ERIC / RONALD |  | APPROVED 1961
Mobil | YONA | 39193 | Angle valve for ice machine is broken | ERWIN / ERIC / RONALD |  | ASSESSMENT P4 | DONE
Mobil | IPAN / YONA | NONE | Electrical Inspection, generator inspection, Smoke Detector Inspection, Airconditioning, Refrigeration & Walk in Cooler, Water System Inspection. | ERWIN / ERIC / RONALD |  | PM
Mobil | LIGUAN | NONE | Bollards, Pay Gas n Go Touch Up , Gen. Bldg. Typhoon shutter, Storm drain cleaning | ARIEL / IVAN / CHRISTIAN |  | PM
Mobil | FATIMA | 39173 | To replace door hinges and realign restroom door | ARIEL / IVAN / CHRISTIAN |  | APPROVED 1982
Mobil | FATIMA | NONE | Bollards, Pay Gas n Go Touch Up, Gen. Bldg. Typhoon shutter, Storm drain cleaning | ARIEL / IVAN / CHRISTIAN |  | PM
Mobil | ADELUP | 39133 | To check and repair faulty mobil signage canopy light/ ACU, Refrigiration & Walk-in cooler inspection while waiting for the Boom lift | REY / SAM / GEORGE |  | CM
Mobil | AGANA | 39236 | there is a leakage on the ceiling in front the ATG when raining | REY / SAM |  | ASSESSMENT P4
Mobil | AGANA | 38901 | To replace damaged formica bulk display counter | REY / SAM |  | APPROVED 1984
Mobil | AGANA | 39009 | To remove ingress sign & repair the framing, and replace the ingress arrow sign. | REY / SAM |  | APPROVED 1950
Mobil | SINAJANA | 39221 | Reporting our Ice Freezer, it's not working | REY / SAM |  | ASSESSMENT P3
Mobil | BARRIGADA HTS | 39212 | a busted light at the storage room | REY / SAM |  | ASSESSMENT P4
Mobil | BARRIGADA HTS | 38846 | To install floor drain cover | REY / SAM |  | APPROVED 1929
Mobil | YIGO PA | 39115 | To replace busted 1 busted perimeter light near entrance | REY / SAM / GEORGE |  | CM
2026-02-03
PM / Work Orders / Approved Work
Mobil | HEADQUARTER / MAIN OFFICE |  | Waterblasting, rusted paint scraping, preparation for repainting, and Repainting | ARIEL / MARVIN / OMIE / NORSON |  | PM
In-house | WAREHOUSE 1 |  | To assist Kuya Bayani and Kuya Raul for repair of forklift and fabrication | JULIUS / EDGAR |  | PM
In-house | PAGO BAY |  | ERI Installation of outdoor kitchen sink | ROBERT / OMIE |  | PM
In-house | BARRIGADA HTS |  | JRI House repair works including repainting of steps and damaged door and jamb | NORSON / ONDI
In-house | BARRIGADA HTS |  | At Boss John's friend, will do repair works | OMIE / ROBERT |  | PM
2026-02-03
PM / Work Orders / Approved Work
In-house | Headquarter / Main ffice | None | Scraping of paint on rusted parts of building walls and trusses. Preparation for repainting works. | ERIC / JOEL |  | IN HOUSE PM
ISD | SUPREME |  | FIRE PUMP INSTALLATION | GUAPE / JP / JUNJUN
HKR | SODEXO |  | SCHOOLS | KIMPEE / JOEL
HKR | SODEXO |  | SCHOOLS / RESTAURANT | EFREN / GLEN / ARNANI
HKR | AGANA |  | ESS | BRYAN / MARVIN / NILO
2026-02-04
MOBIL / HKR | MOBIL / HKR |  | PREPARE ALL MATERIAL | NELSON V. | 8
2026-02-04
PM / Work Orders / Approved Work
PROJECT | LOCATION | WO# | DESCRIPTION | TECH ASSIGNED | EST. HRS | STATUS
Mobil | YONA | 39061 | To repair damaged ingress signage & replace the arrow sign | ERWIN / ERIC / RONALD |  | APPROVED 1961
Mobil | BARRIGADA HTS | 38846 | To install floor drain cover | ERWIN / ERIC / RONALD |  | APPROVED 1929
Mobil | MANGILAO / BARRIGADA / FATIMA / LIGUAN | NONE | Electrical Inspection, generator inspection, Smoke Detector Inspection, Airconditioning, Refrigeration & Walk in Cooler, Water System Inspection. | ERWIN / ERIC / RONALD |  | PM
Mobil | AGANA | 39009 | To re-construct the base foundation of the arrow signage before installing the main frame of the arrow sign. | ARIEL / IVAN / CHRISTIAN / SANTOCA |  | APPROVED 1950
Mobil | AGANA / ANIGUA |  | Landscaping Inspection, General Painting curbs, parking, pavement, Bollards, Pay Gas n Go Touch Up, Gen. Bldg. Typhoon shutter, Storm drain cleaning *NOTE: PLEASE PRIORITIZE PAINTING WORKS DURING FAIR/ GOOD WEATHER. | ARIEL / IVAN / CHRISTIAN / SANTOCA |  | PM
Mobil | UPPER TUMON | 39192 | Store sink leaking underneath pipe leaking | REY / SAM |  | ASSESSMENT P4
Mobil | YIGO NORTH | 39178 | To remove sand & debris, snake drain 7 waterblast around car wash drain | REY / SAM |  | APPROVED 1979
Mobil | YIGO NORTH | 39177 | Subway walkway is faded at the back side, need painting | REY / SAM |  | ASSESSMENT P4
Mobil | BARRIGADA HTS | 38846 | To install floor drain cover | REY / SAM |  | APPROVED 1929
Mobil | MAITE | 39043 | To repaint AC Diffuser at beverages/ drink cooler area | REY / SAM |  | APPROVED 1960
Mobil | MAITE | 39237 | mag lock door to c-store not locking, have to pull door | REY / SAM |  | ASSESSMENT P3
Mobil | MAITE | 39239 | speaker near p10 found rusty | REY / SAM |  | ASSESSMENT P4
Mobil | MAITE | 39254 | McDonald's side washing machine drainage is blocked and is overflowing. | REY / SAM |  | ASSESSMENT P3
Mobil | SINAJANA | 39221 | To pull out the ice freezer | REY / SAM |  | ASSESSMENT P3
2026-02-04
PM / Work Orders / Approved Work
Mobil | HEADQUARTER / MAIN OFFICE |  | Waterblasting, rusted paint scraping, preparation for repainting, and Repainting | ARIEL / MARVIN / OMIE / NORSON |  | PM
In-house | PAGO BAY |  | Landscaping works, to pull weeds / General cleaning | JULIUS / ARNANI / DONDON |  | PM
In-house | PAGO BAY |  | ERI Installation of outdoor kitchen sink | ROBERT / OMIE |  | PM
In-house | BARRIGADA HTS |  | JRI House repair and renovation | NORSON / ONDI
In-house | BARRIGADA HTS |  | At Boss John's friend, will do repair works | OMIE / ROBERT |  | PM
2026-02-04
PM / Work Orders / Approved Work
In-house | Headquarter / Main ffice | None | Scraping of paint on rusted parts of building walls and trusses. Preparation for repainting works. | ERIC / JOEL |  | IN HOUSE PM
ISD | SUPREME |  | FIRE PUMP INSTALLATION | GUAPE / JP / JUNJUN
HKR | SODEXO |  | SCHOOLS | KIMPEE / JOEL
HKR | SODEXO |  | SCHOOLS / RESTAURANT | EFREN / GLEN
HKR | AGANA |  | ESS | BRYAN / MARVIN / NILO
2026-02-05
MOBIL / HKR | MOBIL / HKR |  | PREPARE ALL MATERIAL | NELSON V. | 8
2026-02-05
PM / Work Orders / Approved Work
PROJECT | LOCATION | WO# | DESCRIPTION | TECH ASSIGNED | EST. HRS | STATUS
Mobil | FATIMA / LIGUAN / UPPER TUMON / TAMUNING | NONE | Electrical Inspection, generator inspection, Smoke Detector Inspection, Airconditioning, Refrigeration & Walk in Cooler, Water System Inspection. | ERWIN / ERIC / RONALD |  | PM
Mobil | AGANA |  | General Painting curbs, parking, pavement and Storm drain cleaning *NOTE: PLEASE PRIORITIZE PAINTING WORKS DURING FAIR/ GOOD WEATHER. | ARIEL / IVAN / CHRISTIAN / ARNANI / SANTOCA |  | PM
Mobil | ANIGUA |  | Landscaping Inspection, General Painting curbs, parking, pavement, Bollards, Pay Gas n Go Touch Up, Gen. Bldg. Typhoon shutter, Storm drain cleaning *NOTE: PLEASE PRIORITIZE PAINTING WORKS DURING FAIR/ GOOD WEATHER. | ARIEL / IVAN / CHRISTIAN / ARNANI / SANTOCA |  | PM
Mobil | BARRIGADA HTS | 38846 | To install floor drain cover | REY / SAM |  | APPROVED 1929
Mobil | YONA | 38677 | To replace fan motor on one of the AC in C-Store | REY / SAM |  | APPROVED 1895
Mobil | YONA | 39256 | Generator digital display having issue hard time to read the data need replace | REY / SAM |  | ASSESSMENT P4
Mobil | MAITE | 39043 | To repaint AC Diffuser at beverages/ drink cooler area | REY / SAM |  | APPROVED 1960
Mobil | AGANA | 39009 | To install the egress arrow sign framing and to replace the arrow sign | REY / SAM |  | APPROVED 1950
Mobil | AGANA | 39258 | Cashier station cabinet drawer is loose and cannot be close properly | REY / SAM |  | ASSESSMENT P4
Mobil | AGANA | 39259 | Back Office AC is not working, when switched on its still functioning but not blowing anything. Error showing EL. | REY / SAM |  | ASSESSMENT P4
Mobil | TAMUNING | 39264 | 3 pcs of light in the storage room burn out | REY / SAM |  | ASSESSMENT P4
2026-02-05
PM / Work Orders / Approved Work
Mobil | HEADQUARTER / MAIN OFFICE |  | Waterblasting, rusted paint scraping, preparation for repainting, and Repainting | ARIEL / MARVIN / OMIE / NORSON |  | PM
In-house | PAGO BAY |  | Landscaping works, to pull weeds / General cleaning | JULIUS / EDGAR |  | PM
In-house | PAGO BAY |  | ERI Installation of outdoor kitchen sink | ROBERT / OMIE |  | PM
In-house | BARRIGADA HTS |  | JRI House repair and renovation | NORSON / ONDI / DONDNO
In-house | BARRIGADA HTS |  | At Boss John's friend, will do repair works | OMIE / ROBERT |  | PM
2026-02-05
PM / Work Orders / Approved Work
In-house | Headquarter / Main ffice | None | Scraping of paint on rusted parts of building walls and trusses. Preparation for repainting works. | ERIC / JOEL |  | IN HOUSE PM
HKR | SODEXO |  | SCHOOLS | KIMPEE / JOEL
HKR | SODEXO |  | SCHOOLS / RESTAURANT | EFREN / GLEN
HKR | AGANA |  | ESS | BRYAN / MARVIN / NILO
2026-02-06
MOBIL / HKR | MOBIL / HKR |  | PREPARE ALL MATERIAL | NELSON V. | 8
2026-02-06
PM / Work Orders / Approved Work
PROJECT | LOCATION | WO# | DESCRIPTION | TECH ASSIGNED | EST. HRS | STATUS
Mobil | MAITE / TAMUNING / EAST AGANA | NONE | Electrical Inspection, generator inspection, Smoke Detector Inspection, Airconditioning, Refrigeration & Walk in Cooler, Water System Inspection. | ERWIN / ERIC / RONALD |  | PM
Mobil | ANIGUA | NONE | Landscaping Inspection, General Painting of curbs, parking, pavement | ARIEL / MARVIN / CHRISTIAN / ARNANI / SANTOCA |  | PM
Mobil | SINAJANA / MAITE | NONE | Landscaping Inspection, Bollards, Pay Gas n Go Touch Up, Gen. Bldg. Typhoon shutter, Storm drain cleaning *NOTE: PLEASE PRIORITIZE PAINTING WORKS DURING FAIR/ GOOD WEATHER. | ARIEL / MARVIN / CHRISTIAN / ARNANI / SANTOCA |  | PM
Mobil | BARRIGADA HTS | 38846 | To install floor drain cover | REY / SAM |  | APPROVED 1929
Mobil | ADELUP | 39277 | Air pump hose leaking | REY / SAM |  | ASSESSMENT P4
Mobil | AGANA | 38901 | To replace damaged formica bulk display counter | REY / SAM |  | APPROVED 1984
Mobil | AGANA | 39009 | To install the egress arrow sign framing and to replace the arrow sign | REY / SAM |  | APPROVED 1950
Mobil | AGANA | 39236 | To re-seal and patch the existing holes at the corners of AC duct to prevent leakage | REY / SAM |  | CM
Mobil | YONA | 38677 | To replace fan motor on one of the AC in C-Store | REY / SAM |  | APPROVED 1895
Mobil | BARRIGADA HTS | 39266 | Restroom men urinal is leaking | REY / SAM |  | ASSESSMENT P4
Mobil | LIGUAN | 39284 | Generator battery needs replacement - hard start | REY / SAM |  | ASSESSMENT P3
Mobil | LIGUAN | 39286 | Perimeter lights post near pump#10 & 12 rotten base, might collapse | REY / SAM |  | ASSESSMENT P3
Mobil | LIGUAN | 39287 | Stockroom freezer temperature steady in zero - should be negative | REY / SAM |  | ASSESSMENT P3
Mobil | LIGUAN | 39283 | Mart rear door making loud noise when it closes/door closer issue | REY / SAM |  | ASSESSMENT P4
2026-02-06
PM / Work Orders / Approved Work
Mobil | HEADQUARTER / MAIN OFFICE |  | Waterblasting, rusted paint scraping, preparation for repainting, and Repainting | ARIEL / MARVIN / OMIE / NORSON |  | PM
In-house | PAGO BAY |  | Landscaping works, to pull weeds / General cleaning | JULIUS / EDGAR |  | PM
In-house | PAGO BAY |  | ERI Installation of outdoor kitchen sink | ROBERT / OMIE |  | PM
In-house | LATTE HTS |  | Villagomez house repair and general cleaning | OMIE / ROBERT
In-house | BARRIGADA HTS |  | JRI House repair and renovation | NORSON / ONDI / DONDON
2026-02-06
PM / Work Orders / Approved Work
In-house | Headquarter / Main ffice | None | Scraping of paint on rusted parts of building walls and trusses. Preparation for repainting works. | ERIC / JOEL |  | IN HOUSE PM
HKR | SODEXO |  | SCHOOLS | KIMPEE / JOEL / IVAN
HKR | SODEXO |  | SCHOOLS / RESTAURANT | EFREN / GLEN / ROGER
HKR | AGANA |  | ESS | BRYAN / NILO
2026-02-10
MOBIL / HKR | MOBIL / HKR |  | PREPARE ALL MATERIAL | NELSON V. | 8
2026-02-10
PM / Work Orders / Approved Work
PROJECT | LOCATION | WO# | DESCRIPTION | TECH ASSIGNED | EST. HRS | STATUS
Mobil | ANIGUA / AGANA / SINAJANA | NONE | Electrical Inspection, generator inspection, Smoke Detector Inspection, Airconditioning, Refrigeration & Walk in Cooler, Water System Inspection. | ERWIN / RONALD / RONEL |  | PM
Mobil | APRA | NONE | Landscaping Inspection | MARVIN / SANTOCA |  | PM
Mobil | YONA / IPAN | NONE | Pay Gas n Go Touch Up, Gen. Bldg. Typhoon shutter, Storm drain cleaning *NOTE: PLEASE PRIORITIZE PAINTING WORKS DURING FAIR/ GOOD WEATHER. | ARIEL / ARNANI / CHRISTIAN |  | PM
Mobil | BARRIGADA HTS | 38846 | To install floor drain cover | REY / SAM |  | APPROVED 1929
Mobil | MAITE | 39299 | Water pump for the water tank is leaking | REY / SAM |  | ASSESSMENT P4
Mobil | MAITE | 39300 | McDonald AC evaporator ice build up | REY / SAM |  | ASSESSMENT P4
Mobil | AGANA | 39258 | Replacement of cabinet drawer slider and to align the drawer | REY / SAM |  | CM
Mobil | ADELUP | 39341 | AC in the office is not working again | REY / SAM |  | ASSESSMENT P3
Mobil | ADELUP | 39277 | Air pump hose leaking | REY / SAM |  | ASSESSMENT P4
Mobil | SINAJANA | 39221 | To troubleshoot ice freezer (Already pulled out, to trouble shoot at the warehouse) | REY / SAM |  | ASSESSMENT P4
Mobil | YIGO NORTH | 39282 | To troubleshoot ice machine (Already pulled out, to trouble shoot at the warehouse) | REY / SAM |  | ASSESSMENT P2
2026-02-10
PM / Work Orders / Approved Work
Mobil | HEADQUARTER / MAIN OFFICE |  | Waterblasting, rusted paint scraping, preparation for repainting, and Repainting | ARIEL / MARVIN / OMIE / NORSON |  | PM
In-house | LATTE HTS |  | Landscaping | JULIUS / EDGAR |  | PM
In-house | PAGO BAY |  | ERI Installation of outdoor kitchen sink | ROBERT / OMIE |  | PM
In-house | LATTE HTS |  | Villagomez house repair and general cleaning | IVAN / ROBERT
In-house | BARRIGADA HTS |  | JRI House repair and renovation | NORSON / OMIE / DONDON
2026-02-10
PM / Work Orders / Approved Work
In-house | Headquarter / Main ffice | None | Scraping of paint on rusted parts of building walls and trusses. Preparation for repainting works. | ERIC / JOEL |  | IN HOUSE PM
HKR | SODEXO |  | SCHOOLS | JOEL / MANNY
HKR | SODEXO |  | SCHOOLS / RESTAURANT | EFREN / ERIC
HKR | AGANA |  | ESS | BRYAN / NILO
2026-02-11
MOBIL / HKR | MOBIL / HKR |  | PREPARE ALL MATERIAL | MANNY R. | 8
2026-02-11
PM / Work Orders / Approved Work
PROJECT | LOCATION | WO# | DESCRIPTION | TECH ASSIGNED | EST. HRS | STATUS
Mobil | TAMUNING | 39304 | To replace the missing weather proof cover for the power outlet at the exit signage | ERWIN / RONEL / NILO |  | CM
|  | 39307 | To replace GFCI power outlet at restroom | ERWIN / RONEL / NILO |  | CM
|  | 39315 | To replace broken seat cover | ERWIN / RONEL / NILO |  | CM
Mobil | AGANA | NONE | Airconditioning, Refrigeration & Walk in Cooler, Water System Inspection. | ERWIN / RONEL / NILO |  | PM
Mobil | AIRPORT / EAST AGANA | NONE | Electrical Inspection, generator inspection, Smoke Detector Inspection, Airconditioning, Refrigeration & Walk in Cooler, Water System Inspection. | ERWIN / RONEL / NILO |  | PM
Mobil | ADELUP / SINAJANA / TAMUNING | NONE | Landscaping Inspection | ONDI / SANTOCA |  | PM
Mobil | MANGILAO / BARRIGADA / LIGUAN | NONE | Pay Gas n Go Touch Up, Gen. Bldg. Typhoon shutter, Storm drain cleaning *NOTE: PLEASE PRIORITIZE PAINTING WORKS DURING FAIR/ GOOD WEATHER. | ARIEL / ARNANI / CHRISTIAN |  | PM
Mobil | BARRIGADA HTS | 38846 | To install floor drain cover | REY / SAM |  | APPROVED 1929
Mobil | MAITE | 39299 | Water pump for the water tank is leaking. Need to re-install piping system to mitigate leaks on the elbow fitting. | REY / SAM |  | CM
Mobil |  | 39344 | Front entrance shutter door very hard to open, the panel is short and unable to close properly, request for replacement of door | REY / SAM |  | ASSESSMENT P3
Mobil |  | 39344 | Mc Donald exit door area - water leaking through ceiling during rainy days | REY / SAM |  | ASSESSMENT P3
Mobil | EAST AGANA | 39311 | About 20 tiles missing from the carwash floor and need replacement | REY / SAM |  | ASSESSMENT P4
Mobil |  | 39312 | No hot water on the sink in the kitchen | REY / SAM |  | ASSESSMENT P4
Mobil | TAMUNING | 39305 | Generator radiator vent screen damaged - request to fix | REY / SAM |  | ASSESSMENT P4
Mobil |  | 39306 | Request to install an awning at the generator radiator vent | REY / SAM |  | ASSESSMENT P4
Mobil |  | 39314 | Toilet bowl seat loose - request to fix | REY / SAM |  | CM
2026-02-11
PM / Work Orders / Approved Work
Mobil | HEADQUARTER / MAIN OFFICE |  | Waterblasting, rusted paint scraping, preparation for repainting, and Repainting | ARIEL / MARVIN / OMIE / NORSON |  | PM
In-house | MEDICAL WH2 |  | General cleaning | DONDON |  | PM
In-house | AGAT |  | Landscaping at unit 3 | JULIUS / EDGAR |  | PM
In-house | PAGO BAY |  | ERI Installation of outdoor kitchen sink | ROBERT / OMIE |  | PM
In-house | LATTE HTS |  | Villagomez house repair and general cleaning | IVAN / OMIE / ROBERT |  | CM
In-house | BARRIGADA HTS |  | ERI unit, maintenance request to repair the leaking under-sink filter assembly. (Will pick up Kuya Robert and bring him at Villagomez house after repair and Ronald will join Norson at JRI house) | ROBERT / RONALD |  | CM
In-house | BARRIGADA HTS |  | JRI House repair and renovation | RONALD / NORSON
2026-02-11
PM / Work Orders / Approved Work
In-house | Headquarter / Main ffice | None | Scraping of paint on rusted parts of building walls and trusses. Preparation for repainting works. | ERIC / JOEL |  | IN HOUSE PM
HKR | RESTAURANTS |  | JOLLIBEE HAGATNA/ JOLLIBEE MICRONESIA MALL/ ARMY GUARD/ MARIE/ MARKET DELI/ MAGELLAN/ ICAN/ AAFB GALLERY NORTHRAMP/ 36 CE/ TOP OF ROCK/ GCC/ STAX | RENE / BERNE
HKR | SODEXO |  | SCHOOLS / RESTAURANT | EFREN / ERIC / JOEL
HKR | AGANA / TALOFOFO |  | ESS | BRYAN / MARVIN
2026-02-12
MOBIL / HKR | MOBIL / HKR |  | PREPARE ALL MATERIAL | MANNY R. | 8
2026-02-12
PM / Work Orders / Approved Work
PROJECT | LOCATION | WO# | DESCRIPTION | TECH ASSIGNED | EST. HRS | STATUS
Mobil | YSENGSONG | 39345 | Air pump is not working due to broker nozzle tip | ERWIN / RONEL / GLEN |  | CM
Mobil | AIRPORT/ YSENGSONG | NONE | Electrical Inspection, generator inspection, Smoke Detector Inspection, Airconditioning, Refrigeration & Walk in Cooler, Water System Inspection. | ERWIN / RONEL / GLEN |  | PM
Mobil | IPAN/ YONA / LIGUAN | NONE | Landscaping Inspection | ONDI / SANTOCA |  | PM
Mobil | AGAT / APRA / TAMUNING | NONE | Pay Gas n Go Touch Up, Gen. Bldg. Typhoon shutter, Storm drain cleaning *NOTE: PLEASE PRIORITIZE PAINTING WORKS DURING FAIR/ GOOD WEATHER. | ARIEL / ARNANI / MARVIN |  | PM
Mobil | BARRIGADA HTS | 38846 | To install floor drain cover | REY / SAM |  | APPROVED 1929
Mobil | BARRIGADA HTS/ WH1 | NONE | To check existing food base cabinet and to secure the hinges at Barrigada Hts Mobil, and to prepare and make new cabinet doors at Warehouse 1. | IVAN / OMIE |  | CM
Mobil | MAITE | 39254 | To install separate drainage for the washing machine. | REY / SAM |  | APPROVED 1991
Mobil | SINAJANA | 39351 | One canopy lights not working near Pump #9 and #10. | REY / SAM |  | ASSESSMENT P4
Mobil | ANIGUA | 39203 | To replace air & water unit of measurement push button | REY / SAM |  | CM
Mobil | EAST AGANA | 39311 | About 20 tiles missing from the carwash floor and need replacement | REY / SAM |  | ASSESSMENT P4
Mobil |  | 39312 | No hot water on the sink in the kitchen | REY / SAM |  | ASSESSMENT P4
Mobil | YIGO NORTH | 39282 | To deliver the ice machine | REY / SAM |  | CM
Mobil |  | 39292 | To replace fuel technology synergy light | REY / SAM |  | CM
Mobil |  | 39353 | Air gauge nozzle stolen, need to replace | REY / SAM |  | CM
2026-02-12
PM / Work Orders / Approved Work
Mobil | HEADQUARTER / MAIN OFFICE |  | Waterblasting, rusted paint scraping, preparation for repainting, and Repainting | ARIEL / MARVIN / OMIE / NORSON |  | PM
In-house | PAGO BAY |  | General cleaning | DONDON |  | PM
In-house | AGAT |  | Landscaping at unit 10 | JULIUS / EDGAR |  | PM
In-house | PAGO BAY |  | ERI Installation of outdoor kitchen sink | ROBERT / OMIE |  | PM
In-house | BARRIGADA HTS |  | ERI unit, maintenance request to repair the leaking under-sink filter assembly.To install new filter. (After installation, Kuya Robert will join Kuya Norson & Ronald at JRI unit) | ROBERT |  | CM
In-house | BARRIGADA HTS |  | JRI House repair and renovation | RONALD / NORSON / ROBERT
2026-02-12
PM / Work Orders / Approved Work
In-house | Headquarter / Main ffice | None | Scraping of paint on rusted parts of building walls and trusses. Preparation for repainting works. | ERIC / JOEL |  | IN HOUSE PM
HKR | RESTAURANTS |  | JOLLIBEE HAGATNA/ ARMY GUARD/ MARIE/ MARKET DELI/ MAGELLAN/ ICAN/ AAFB GALLERY NORTHRAMP/ 36 CE/ TOP OF ROCK/ GCC/ STAX | RENE / BERNE
HKR | SODEXO |  | SCHOOLS / RESTAURANT | ERIC / KIMPEE
HKR | SODEXO |  | SCHOOLS / RESTAURANT | ROGER/ EFREN/ JOEL
HKR | HEAD OFFICE |  | Reporting | BRYAN
2026-02-13
MOBIL / HKR | MOBIL / HKR |  | PREPARE ALL MATERIAL | MANNY R. | 8
2026-02-13
PM / Work Orders / Approved Work
PROJECT | LOCATION | WO# | DESCRIPTION | TECH ASSIGNED | EST. HRS | STATUS | JCF NUMBER
Mobil | AIRPORT |  | Airconditioning, Refrigeration & Walk in Cooler | ERWIN / RONEL / GLEN |  | PM
Mobil | YIGO NORTH/ YIGO PA | NONE | Electrical Inspection, generator inspection, Smoke Detector Inspection, Airconditioning, Refrigeration & Walk in Cooler, Water System Inspection. | ERWIN / RONEL / GLEN |  | PM
Mobil | SINAJANA/ MANGILAO/ BARRIGADA | NONE | Landscaping Inspection | ONDI / SANTOCA |  | PM
Mobil | ADELUP / UPPER TUMON / LIGUAN | NONE | Pay Gas n Go Touch Up, Gen. Bldg. Typhoon shutter, Storm drain cleaning *NOTE: PLEASE PRIORITIZE PAINTING WORKS DURING FAIR/ GOOD WEATHER. | ARIEL / ARNANI / CHRISTIAN |  | PM
Mobil | BARRIGADA HTS | 38846 | To install floor drain cover | REY / SAM |  | APPROVED 1929
Mobil | BARRIGADA HTS/ WH1 | NONE | To check existing food base cabinet and to secure the hinges at Barrigada Hts Mobil, and to prepare and make new cabinet doors at Warehouse 1. | IVAN / OMIE |  | CM
Mobil | MAITE | 39254 | To install separate drainage for the washing machine. | REY / SAM |  | APPROVED 1991 | 12850
Mobil | YIGO PA | 39364 | Oil & water separator at UST area needs to be pumped out and cleaned due to standing water and algae build-up | REY / SAM |  | ASSESSMENT P4 | 13750
Mobil | YSENGSONG | 39371 | Waterpump is leaking need to pull out, replace broken shaftseal/ oring | REY / SAM |  | ASSESSMENT P3 | 13704
Mobil | YIGO NORTH | 39293 | To repair, seal, patch the hole of the bucket to hold water for window/windshield cleaning & deliver. | REY / SAM |  | CM | 13703
Mobil |  | 39292 | To replace fuel technology synergy light | REY / SAM |  | CM | 13701
Mobil |  | 39353 | Air gauge nozzle stolen, need to replace | REY / SAM |  | CM | 13702
2026-02-13
PM / Work Orders / Approved Work
Mobil | HEADQUARTER / MAIN OFFICE |  | Waterblasting, rusted paint scraping, preparation for repainting, and Repainting | ARIEL / MARVIN / OMIE / NORSON |  | PM
In-house | BARRIGADA HTS |  | General cleaning at JRI unit | DONDON |  | PM
In-house | AGAT |  | Need to waterblast and repaint side fire wall | JULIUS/ MARVIN |  | PM
In-house | PAGO BAY |  | ERI Installation of outdoor kitchen sink | ROBERT / OMIE |  | PM
In-house | LATTE HTS |  | Villagomez House repair; Need to remove existing outdoor sink on the other side and to install heater at the CR | REY / SAM |  | CM
In-house | BARRIGADA HTS |  | JRI House repair and renovation | RONALD / NORSON / ROBERT
2026-02-13
PM / Work Orders / Approved Work
In-house | Headquarter / Main ffice | None | Scraping of paint on rusted parts of building walls and trusses. Preparation for repainting works. | ERIC / JOEL |  | IN HOUSE PM
HKR | RESTAURANTS |  | JOLLIBEE HAGATNA/ ARMY GUARD/ MARIE/ MARKET DELI/ MAGELLAN/ ICAN/ AAFB GALLERY NORTHRAMP/ 36 CE/ GCC/ STAX/ COFFEE BEANERY | RENE / BERNE
HKR | SODEXO |  | SCHOOLS / RESTAURANT | ERIC / KIMPEE
HKR | SODEXO |  | SCHOOLS / RESTAURANT | ROGER/ EFREN/ JOEL
HKR | TALOFOFO |  | ESS Inspection | BRYAN / NILO
2026-02-16
MOBIL / HKR | MOBIL / HKR |  | PREPARE ALL MATERIAL | MANNY R. | 8
2026-02-16
PM / Work Orders / Approved Work
PROJECT | LOCATION | WO# | DESCRIPTION | TECH ASSIGNED | EST. HRS | STATUS | JCF NUMBER
Mobil | YIGO PA | NONE | Electrical Inspection, generator inspection, Smoke Detector Inspection, Airconditioning, Refrigeration & Walk in Cooler, Water System Inspection. | ERWIN / RONEL / GEROGE |  | PM
Mobil | BARRIGADA HTS | 39405 | check the fire alarm system. | ERWIN / RONEL |  | ASSESSMENT P4 | 13792
Mobil | MAITE | 39378 | store room & bathroom found several floor tiles cracked (VL) nobody injured | ERWIN / RONEL |  | ASSESSMENT P4 | 13793
Mobil | ADELUP | 39394 | forecourt drainage bar is broken, barricade with safety cone | ERWIN / RONEL |  | ASSESSMENT P4 | 13794
Mobil | MANGILAO/ BARRIGADA | NONE | Landscaping Inspection | ONDI / MARVIN |  | PM
Mobil | YSENGSONG / LIGUAN | NONE | Pay Gas n Go Touch Up, Gen. Bldg. Typhoon shutter, Storm drain cleaning *NOTE: PLEASE PRIORITIZE PAINTING WORKS DURING FAIR/ GOOD WEATHER. | ARIEL / ARNANI / CHRISTIAN |  | PM
Mobil | BARRIGADA HTS | 38846 | To install floor drain cover | REY / SAM |  | APPROVED 1929
Mobil | YIGO PA | 39364 | Oil & water separator at UST area needs to be pumped out and cleaned due to standing water and algae build-up | REY / SAM |  | ASSESSMENT P4 | 13750
Mobil | YIGO NORTH | 39389 | ice machine there is a hose going the filter of ice machine , that hose is broken and needs replacement | REY / SAM |  | ASSESSMENT P3 | 13706
Mobil |  | 39390 | a couple of light pole around the subway drive thru entrance , behind the building , subway exit | REY / SAM |  | ASSESSMENT P4 | 13707
Mobil | TAMUNING | 39380 | A.C.U disconnect, bracket and U-bolt need to be replaced. | REY / SAM |  | ASSESSMENT P3 | 13708
Mobil |  | 39381 | The 3 perimeter lights pole base (near pump1, pump2 and near air and water is rusted might be collapsed soon, need to be replaced | REY / SAM |  | ASSESSMENT P4 | 13709
Mobil |  | 39382 | Smoke detector needs to relocate and the ceiling tile needs to be replaced. | REY / SAM |  | ASSESSMENT P4 | 13710
2026-02-16
PM / Work Orders / Approved Work
Mobil | HEADQUARTER / MAIN OFFICE |  | Waterblasting, rusted paint scraping, preparation for repainting, and Repainting | ARIEL / MARVIN / OMIE / NORSON |  | PM
In-house | PAGO BAY |  | General cleaning at ERI unit | DONDON |  | PM
In-house | AGAT |  | Landscaping Inspection | JULIUS/ EDGAR |  | PM
In-house | PAGO BAY |  | ERI Installation of outdoor kitchen sink | ROBERT / OMIE |  | PM
In-house | LATTE HTS |  | Villagomez House repair; Need to remove existing outdoor sink on the other side and to install heater at the CR | ROBERT |  | CM
In-house | MEDICAL WH2 |  | Pharmacy room | OMIE/ ROBERT (Will send Kuya Robert after Latte Hts |  | RENOVATION
In-house | BARRIGADA HTS |  | JRI House repair and renovation | NORSON / RONALD |  | RENOVATION
2026-02-16
PM / Work Orders / Approved Work
In-house | Headquarter / Main ffice | None | Scraping of paint on rusted parts of building walls and trusses. Preparation for repainting works. | ERIC / JOEL |  | IN HOUSE PM
HKR | RESTAURANTS |  | JOLLIBEE HAGATNA/ ARMY GUARD/ MARIE/ MARKET DELI/ MAGELLAN/ ICAN/ AAFB GALLERY NORTHRAMP/ 36 CE/ GCC/ STAX/ COFFEE BEANERY | RENE / BERNE
HKR | SODEXO |  | SCHOOLS / RESTAURANT | ERIC / EFREN
HKR | SODEXO |  | SCHOOLS / RESTAURANT | KIMPEE / JOEL
HKR | AGANA / TALOFOFO |  | ESS Inspection | BRYAN / NILO
2026-02-17
MOBIL / HKR | MOBIL / HKR |  | PREPARE ALL MATERIAL | MANNY R. | 8
2026-02-17
PM / Work Orders / Approved Work
PROJECT | LOCATION | WO# | DESCRIPTION | TECH ASSIGNED | EST. HRS | STATUS | JCF NUMBER
Mobil | SINAJANA | 39351 | To deliver ice freezer | REY / ERWIN / RONEL |  | DONE CM
Mobil | AGAT | 39409 | air gauge not working | REY / ERWIN / RONEL |  | CM | 13799/DONE
Mobil | ADELUP | 39416 | Cashier counter swing door - door hinges screw loose and came off | REY / ERWIN / RONEL |  | CM | 13798/DONE
Mobil |  | 39413 | Request to replace non slippery black and white strip at 2 c-store entrance due to worn out | REY / ERWIN / RONEL |  | ASSESSMENT P4 | 13797/ASSESSMENT
Mobil | TAMUNING | 39303 | Proposal to relocate restroom lighting switch | REY / ERWIN / RONEL |  | APPROVED 1998 | 13795/DONE
Mobil |  | 38880 | Typhoon shutter door is very hard to open and close | REY / ERWIN / RONEL |  | ASSESSMENT | N/A
Mobil | YSENGSONG | 38969 | Typhoon shutter door is very hard to open and close | REY / ERWIN / RONEL |  | ASSESSMENT | N/A
Mobil | MANGILAO | 39411 | To install paper towel dispenser at the forecourt. Site do have the towel dispenser now | REY / ERWIN / RONEL |  | ASSESSMENT P4 | 13800/DONE
Mobil | BARRIGADA HTS | 39404 | To re-check the water tank again at the storage room | REY / ERWIN / RONEL |  | ASSESSMENT P4 | 13712/ASSESSMENT
Mobil | MAITE | 39414 | Requesting to clean all the air conditioner vent in the McDonald's dining area and c-store front area | REY / ERWIN / RONEL |  | ASSESSMENT P4
Mobil |  | 39418 | Request to replace one piece of wall tile in mens restroom due to broken | REY / ERWIN / RONEL |  | ASSESSMENT P4
Mobil | YIGO PA | NONE | Landscaping Inspection/ Storm Drain cleaning | ONDI / SANTOCA / MARVIN |  | PM | 13365 / 13363
Mobil | YSENGSONG / UPPER TUMON | NONE | Pay Gas n Go Touch Up, Gen. Bldg. Typhoon shutter, Storm Drain cleaning *NOTE: PLEASE PRIORITIZE PAINTING WORKS DURING FAIR/ GOOD WEATHER. | ARIEL / ARNANI / CHRISTIAN / SAM |  | PM | 13311 / 13312
Mobil | BARRIGADA HTS | 38846 | To install floor drain cover | REY / SAM |  | APPROVED 1929
2026-02-17
PM / Work Orders / Approved Work
Mobil | HEADQUARTER / MAIN OFFICE |  | Waterblasting, rusted paint scraping, preparation for repainting, and Repainting | ARIEL / MARVIN / OMIE / NORSON |  | PM
In-house | WH1 |  | Fabrication and metal works | KUYA BAYANI/ IVAN |  | PM
In-house | HEAD OFFICE/ MEDICAL |  | General cleaning (Morning at JMI Headquarters, Afternoon at Medical WH2) | DONDON |  | PM
In-house | LATTE HTS |  | Landscaping Inspection | JULIUS/ EDGAR |  | PM
In-house | PAGO BAY |  | ERI Installation of outdoor kitchen sink | ROBERT / OMIE |  | PM
In-house | MEDICAL WH2 |  | Pharmacy room | OMIE/ ROBERT |  | RENOVATION
In-house | BARRIGADA HTS |  | JRI House repair and renovation | NORSON / RONALD |  | RENOVATION
2026-02-17
PM / Work Orders / Approved Work
In-house | Headquarter / Main ffice | None | Scraping of paint on rusted parts of building walls and trusses. Preparation for repainting works. | ERIC / JOEL |  | IN HOUSE PM
HKR | RESTAURANTS |  | JOLLIBEE HAGATNA/ ARMY GUARD/ MARIE/ MARKET DELI/ MAGELLAN/ ICAN/ AAFB GALLERY NORTHRAMP/ 36 CE/ GCC/ STAX/ COFFEE BEANERY | RENE / BERNE
HKR | SODEXO |  | SCHOOLS / RESTAURANT | ERIC / EFREN / GLEN
HKR | SODEXO |  | SCHOOLS / RESTAURANT | KIMPEE / JOEL
HKR | AGANA / TALOFOFO |  | ESS Inspection | BRYAN / NILO
2026-02-18
MOBIL / HKR | MOBIL / HKR |  | PREPARE ALL MATERIAL | MANNY R. | 8
2026-02-18
PM / Work Orders / Approved Work
PROJECT | LOCATION | WO# | DESCRIPTION | TECH ASSIGNED | EST. HRS | STATUS | JCF NUMBER
Mobil | SINAJANA | 39089 | To install new cover inside carwash | REY / SAM / RONALD |  | APPROVED 1958 | 13713/DONE
Mobil |  | 39351 | To replace one (1) busted canopy light at pump 9 & 10. | REY / SAM / RONALD |  | CM | 13714/DONE
Mobil | AGANA | 39426 | Power generator continuously beeping. Need to check | REY / SAM / RONALD |  | ASSESSMENT P3 | 13715/ASSESSMENT
Mobil |  | 39437 | Request to cut the overgrown tree above the generator room | REY / SAM / RONALD |  | ASSESSMENT P4 | 13716/ASSESSMENT
Mobil | TAMUNING | 39305 | To replace damaged chain link | REY / SAM / RONALD |  | APPROVED 2004
Mobil | MAITE | 39414 | Requesting to clean all the air conditioner vent in the McDonald's dining area and c-store front area | REY / SAM / RONALD |  | PM
Mobil |  | 39418 | Request to replace one piece of wall tile in mens restroom due to broken | REY / SAM / RONALD |  | ASSESSMENT P4 | 13719/ASSESSMENT
Mobil |  | 39425 | air gauge not working | REY / SAM / RONALD |  | CM | 13717/CM DONE
Mobil |  | 39431 | Request to water blast service at the sidewalk path of c-store | REY / SAM / RONALD |  | ASSESSMENT P4 | 1372/ASSESSMENT
Mobil |  | 39432 | Request to install anti-slip strip at the front entrance of Subway |  |  | ASSESSMENT P4 | *in font of cstore
Mobil | UPPER TUMON | 39430 | 1 unit smoke detector is beeping. Suspect battery low | REY / SAM / RONALD |  | ASSESSMENT P4
Mobil | YSENGSONG / UPPER TUMON | NONE | Landscaping Inspection/ Storm Drain cleaning | ONDI / MARVIN |  | PM | 13366
Mobil | AIRPORT | NONE | Pay Gas n Go Touch Up, Gen. Bldg. Typhoon shutter, Storm Drain cleaning *NOTE: PLEASE PRIORITIZE PAINTING WORKS DURING FAIR/ GOOD WEATHER. | ARIEL / ARNANI / CHRISTIAN / GLEN |  | PM | 13064/ 13063/ 13065
Mobil | BARRIGADA HTS | 38846 | To install floor drain cover | REY / SAM |  | APPROVED 1929
2026-02-18
PM / Work Orders / Approved Work
Mobil | HEADQUARTER / MAIN OFFICE |  | Waterblasting, rusted paint scraping, preparation for repainting, and Repainting | ARIEL / MARVIN / OMIE / NORSON |  | PM
In-house | WH1 |  | Fabrication and metal works | KUYA BAYANI/ IVAN |  | PM
In-house | BARRIGADA HTS |  | General cleaning at JRI unit | DONDON |  | PM
In-house | BARRIGADA HTS |  | Landscaping Inspection | JULIUS/ EDGAR |  | PM
In-house | PAGO BAY |  | ERI Installation of outdoor kitchen sink | ROBERT / OMIE |  | PM
In-house | MEDICAL WH2 |  | Pharmacy room | OMIE/ ROBERT |  | RENOVATION
In-house | BARRIGADA HTS |  | JRI House repair and renovation | NORSON / RONALD |  | RENOVATION
2026-02-18
PM / Work Orders / Approved Work
In-house | Headquarter / Main ffice | None | Scraping of paint on rusted parts of building walls and trusses. Preparation for repainting works. | ERIC / JOEL |  | IN HOUSE PM
OTHERS | RINO SOLAR |  | RINO SOLAR | ERWIN / RONEL / ANTON
ELC | SUPREME / CAM5 ELEV. |  | PM inspection | JUNJUN / GUAPE |  | PM
ELC | REWINDING SHOP |  |  | DODONG / JP
HKR | RESTAURANTS |  | JOLLIBEE HAGATNA/ ARMY GUARD/ MARIE/ MARKET DELI/ MAGELLAN/ ICAN/ AAFB GALLERY NORTHRAMP/ 36 CE/ GCC/ STAX/ COFFEE BEANERY | RENE / BERNE
HKR | SODEXO |  | SCHOOLS / RESTAURANT | EFREN / ERIC
HKR | SODEXO |  | SCHOOLS / RESTAURANT | KIMPEE / JOEL
HKR | AGANA / TALOFOFO |  | ESS Inspection | BRYAN / NILO
2026-02-19
MOBIL / HKR | MOBIL / HKR |  | PREPARE ALL MATERIAL | MANNY R. | 8
2026-02-19
PM / Work Orders / Approved Work
PROJECT | LOCATION | WO# | DESCRIPTION | TECH ASSIGNED | EST. HRS | STATUS | JCF NUMBER
Mobil | ADELUP | 39413 | To replace anti-skid at the two (2) entrance point | REY / RONNEL |  | APPROVED 2018 | 13797
Mobil |  | 39433 | Request the removal of the tree next to the air and water system. | REY / RONNEL |  | ASSESSMENT P4
Mobil | EAST AGANA | 39132 | To repair damaged display counter top at the food counter area | REY / RONNEL |  | APPROVED 1974
Mobil |  | 39312 | To replace faulty tankless water heater | REY / RONNEL |  | APPROVED 2007
Mobil | TAMUNING | 39305 | To replace damaged chain link | REY / RONNEL |  | APPROVED 2004
Mobil | AIRPORT | 39380 | To replace bracket and u-bolt for ACU disconnect box | REY / RONNEL |  | APPROVED 2013
Mobil |  | 39382 | To replace one (1) pc ceiling tile and to relocate smoke detector | REY / RONNEL |  | APPROVED 2011
Mobil | BARRIGADA HTS | 39266 | Restroom Men Urinal is leaking - For snaking | ERWIN / SAM |  | APPROVED 1999
Mobil | LIGUAN | 39284 | To replace faulty generator battery | ERWIN / SAM |  | APPROVED 1992
Mobil | FATIMA | 39273 | To secure the area and to reconstruct base foundation | ERWIN / SAM |  | APPROVED 2005
Mobil |  | 39424 | Power outlet at the cashier is not working. | ERWIN / SAM |  | CM
Mobil | YSENGSONG | 39312 | To pull out water pump and to replace o'ring/ shaftseal | ERWIN / SAM |  | APPROVED 2010
Mobil |  | 39434 | Generator manual display is unreadable, request for replacement | ERWIN / SAM |  | ASSESSMENT P4
Mobil | UPPER TUMON | 39430 | 1 unit smoke detector is beeping. Suspect battery low | ERWIN / SAM |  | ASSESSMENT P4
Mobil | AIRPORT / UPPER TUMON | NONE | Landscaping Inspection | ONDI / MARVIN / SANTOCA |  | PM
Mobil | YIGO NORTH | NONE | Landscaping Inspection/ Pay Gas n Go Touch Up *NOTE: PLEASE PRIORITIZE PAINTING WORKS DURING FAIR/ GOOD WEATHER. | ARIEL / ARNANI / CHRISTIAN / GLEN |  | PM
Mobil | BARRIGADA HTS | 38846 | To install floor drain cover | REY / SAM |  | APPROVED 1929
2026-02-19
PM / Work Orders / Approved Work
Mobil | HEADQUARTER / MAIN OFFICE |  | Waterblasting, rusted paint scraping, preparation for repainting, and Repainting | ARIEL / MARVIN / OMIE / NORSON |  | PM
In-house | WH1 |  | Fabrication and metal works | KUYA BAYANI/ IVAN/ ANTON
In-house | BARRIGADA HTS |  | General cleaning at JRI unit | DONDON |  | PM
In-house | BARRIGADA HTS |  | Landscaping Inspection | JULIUS/ EDGAR |  | PM
In-house | PAGO BAY |  | ERI Installation of outdoor kitchen sink | ROBERT / OMIE |  | PM
In-house | MEDICAL WH2 |  | Pharmacy room | OMIE/ ROBERT |  | RENOVATION
In-house | BARRIGADA HTS |  | JRI House repair and renovation | NORSON / RONALD |  | RENOVATION
2026-02-19
PM / Work Orders / Approved Work
In-house | Headquarter / Main ffice | None | Scraping of paint on rusted parts of building walls and trusses. Preparation for repainting works. | ERIC / JOEL |  | IN HOUSE PM
ELC | CAM5 ELEV. |  | PM inspection | JUNJUN / GUAPE |  | PM
ELC | REWINDING SHOP |  | Motor rewinding | DODONG / JP
HKR | RESTAURANTS |  | JOLLIBEE HAGATNA/ ARMY GUARD/ MARIE/ MARKET DELI/ MAGELLAN/ ICAN/ AAFB GALLERY NORTHRAMP/ 36 CE/ GCC/ STAX/ COFFEE BEANERY | RENE / BERNE
HKR | SODEXO |  | SCHOOLS / RESTAURANT | EFREN / ERIC
HKR | SODEXO |  | SCHOOLS / RESTAURANT | KIMPEE / JOEL / ROGER
HKR | AGANA / TALOFOFO |  | ESS Inspection | BRYAN / NILO
2026-02-20
MOBIL / HKR | MOBIL / HKR |  | PREPARE ALL MATERIAL | MANNY R. | 8
2026-02-20
PM / Work Orders / Approved Work
PROJECT | LOCATION | WO# | DESCRIPTION | TECH ASSIGNED | EST. HRS | STATUS | JCF NUMBER
Mobil | ADELUP | 39341 | To install new 18K Btu ACU at the office | REY / RONNEL / RONALD |  | APPROVED 2000 | 12835/ASSESSMENT
Mobil | AGANA | 39259 | To replace PCB board assembly of ACU outdoor unit | REY / RONNEL / RONALD |  | APPROVED 1990 | 13731/DONE
Mobil |  | 39450 | Toilet soap dispenser is not working. | REY / RONNEL / RONALD |  | CM
Mobil | EAST AGANA | 39132 | To repair damaged display counter top at the food counter area | REY / RONNEL / RONALD |  | APPROVED 1974
. | TAMUNING | 39305 | To replace damaged chain link | REY / RONNEL / RONALD |  | APPROVED 2004
Mobil | AIRPORT | 39380 | To replace bracket and u-bolt for ACU disconnect box | ERWIN / SAM |  | APPROVED 2013
Mobil |  | 39382 | To replace one (1) pc ceiling tile and to relocate smoke detector | ERWIN / SAM |  | APPROVED 2011
Mobil | UPPER TUMON | 39430 | 1 unit smoke detector is beeping. Suspect battery low | ERWIN / SAM |  | ASSESSMENT P4
Mobil | YSENGSONG | 39312 | To pull out water pump and to replace o'ring/ shaftseal | ERWIN / SAM |  | APPROVED 2010
Mobil |  | 39434 | Generator manual display is unreadable, request for replacement | ERWIN / SAM |  | ASSESSMENT P4
Mobil |  | 39452 | Cover for fluorescent lights at Subway area has cracked & missing locks. Needs replacement. | ERWIN / SAM |  | ASSESSMENT P4
Mobil |  | 39455 | storage room air conditioning not working | ERWIN / SAM |  | ASSESSMENT P3
Mobil | YIGO PA | 39448 |  | ERWIN / SAM |  | ASSESSMENT P4
Mobil |  | 39449 |  | ERWIN / SAM |  | ASSESSMENT P4
Mobil | YIGO NORTH | NONE | Landscaping Inspection | ONDI / MARVIN / SANTOCA |  | PM
Mobil | YIGO PA | NONE | Pay Gas n Go Touch Up / General Painting of curbs, parking, pavement, Bollards *NOTE: PLEASE PRIORITIZE PAINTING WORKS DURING FAIR/ GOOD WEATHER. | ARIEL / ARNANI / CHRISTIAN / GLEN / NORSON |  | PM
Mobil | BARRIGADA HTS | 38846 | To install floor drain cover | REY / SAM |  | APPROVED 1929
2026-02-20
PM / Work Orders / Approved Work
Mobil | HEADQUARTER / MAIN OFFICE |  | Waterblasting, rusted paint scraping, preparation for repainting, and Repainting | ARIEL / MARVIN / OMIE / NORSON |  | PM
In-house | WH1 |  | Fabrication and metal works | KUYA BAYANI/ IVAN/ ANTON
In-house | JMI |  | General cleaning at office/ warehouse | DONDON |  | PM
In-house | HEADQUARTERS |  | Landscaping Inspection | JULIUS/ EDGAR |  | PM | NORSON
In-house | PAGO BAY |  | ERI Installation of outdoor kitchen sink | ROBERT / OMIE |  | PM
In-house | MEDICAL WH2 |  | Pharmacy room | OMIE/ ROBERT |  | RENOVATION | RONALD
In-house | BARRIGADA HTS |  | JRI House repair and renovation | NORSON / RONALD |  | RENOVATION
2026-02-20
PM / Work Orders / Approved Work
In-house | Headquarter / Main ffice | None | Scraping of paint on rusted parts of building walls and trusses. Preparation for repainting works. | ERIC / JOEL |  | IN HOUSE PM
ELC |  |  | PM inspection | JUNJUN / GUAPE |  | PM
ELC | REWINDING SHOP |  | Motor rewinding | DODONG / JP
HKR | RESTAURANTS |  | JOLLIBEE HAGATNA/ ARMY GUARD/ MARIE/ MARKET DELI/ MAGELLAN/ ICAN/ AAFB GALLERY NORTHRAMP/ 36 CE/ GCC/ STAX/ COFFEE BEANERY | RENE / BERNE
HKR | SODEXO |  | SCHOOLS / RESTAURANT | EFREN / ERIC
HKR | SODEXO |  | SCHOOLS / RESTAURANT | KIMPEE / JOEL / ROGER
HKR | AGANA / TALOFOFO |  | ESS Inspection | BRYAN / NILO
2026-02-23
MOBIL / HKR | MOBIL / HKR |  | PREPARE ALL MATERIAL | MANNY R. | 8
2026-02-23
PM / Work Orders / Approved Work
PROJECT | LOCATION | WO# | DESCRIPTION | TECH ASSIGNED | EST. HRS | STATUS | JCF NUMBER
Mobil | AGANA | 39259 | To replace PCB board assembly of ACU outdoor unit | REY / SAM / RONALD |  | APPROVED 1990 | 13731/ Done; 13529/Assessment
Mobil |  | 39450 | Toilet soap dispenser is not working. | REY / SAM / RONALD |  | CM | Cancelled
Mobil | EAST AGANA | 39132 | To repair damaged display counter top at the food counter area | REY / SAM / RONALD |  | APPROVED 1974 | 13733/ 13246-Done
Mobil | AIRPORT | 39382 | To replace one (1) pc ceiling tile and to relocate smoke detector | REY / SAM / RONALD |  | APPROVED 2011
Mobil |  | 39482 | Smoke Detector at the storage, needs to be replaced | REY / SAM / RONALD |  | ASSESSMENT P3
Mobil | YONA | 39086 | To deliver the ice machine | REY / SAM / RONALD |  | APPROVED 1968 | 13736/ 13494
Mobil | MAITE | 39124 | To the deliver the ice machine | REY / SAM / RONALD |  | APPROVED 1975
Mobil | LIGUAN | 39487 | Kitchen drainage is clog | REY / SAM / RONALD |  | ASSESSMENT P3 | 13272/DONE CM
Mobil | FATIMA | 39481 | exposed wire in wall crack near handicap parking area and open wire housing near generator room | REY / SAM / RONALD |  | ASSESSMENT P3 | 13735/ DONE CM
Mobil | YSENGSONG | 39312 | To pull out water pump and to replace o'ring/ shaftseal | REY / SAM / RONALD |  | APPROVED 2010
Mobil | YIGO PA | 39448 |  | ERWIN / SAM |  | ASSESSMENT P4
Mobil |  | 39449 |  | ERWIN / SAM |  | ASSESSMENT P4
Mobil | MAITE | NONE | Landscaping Inspection | ONDI / MARVIN / SANTOCA |  | PM
Mobil | BARRIGADA HTS | 38846 | To install floor drain cover | REY / SAM |  | APPROVED 1929
2026-02-23
PM / Work Orders / Approved Work
Mobil | HEADQUARTER / MAIN OFFICE |  | Waterblasting, rusted paint scraping, preparation for repainting, and Repainting | ARIEL / MARVIN / OMIE / NORSON |  | PM
In-house | AGAT APARTMENT | NONE | General Cleaning and painting works | ARIEL / ARNANI / CHRISTIAN / NORSON |  | PM
In-house | WH1 |  | Fabrication and metal works | KUYA BAYANI/ IVAN/ GLEN
In-house | JMI |  | General cleaning at office/ warehouse | DONDON |  | PM
In-house |  |  | Landscaping Inspection | JULIUS/ EDGAR |  | PM | NORSON
In-house | PAGO BAY |  | ERI Installation of outdoor kitchen sink | ROBERT / OMIE |  | PM
In-house | MEDICAL WH2 |  | Pharmacy room | OMIE/ ROBERT |  | RENOVATION | RONALD
In-house | BARRIGADA HTS |  | JRI House repair and renovation | NORSON / RONALD |  | RENOVATION
2026-02-23
PM / Work Orders / Approved Work
In-house | Headquarter / Main ffice | None | Scraping of paint on rusted parts of building walls and trusses. Preparation for repainting works. | ERIC / JOEL |  | IN HOUSE PM
Others | RINO SOLAR |  | RINO SOLAR | ERWIN / RONEL / ANTON
ELC |  |  | PM inspection | JUNJUN / GUAPE |  | PM
ELC | REWINDING SHOP |  | Motor rewinding | DODONG / JP
HKR | RESTAURANTS |  | JOLLIBEE HAGATNA/ ARMY GUARD/ MARIE/ MARKET DELI/ MAGELLAN/ ICAN/ AAFB GALLERY NORTHRAMP/ 36 CE/ GCC/ STAX/ COFFEE BEANERY | RENE / BERNE
HKR | SODEXO |  | SCHOOLS / RESTAURANT | EFREN / ERIC
HKR | SODEXO |  | SCHOOLS / RESTAURANT | KIMPEE / JOEL / ROGER
HKR | AGANA / TALOFOFO |  | ESS Inspection | BRYAN / NILO
2026-02-24
MOBIL / HKR | MOBIL / HKR |  | PREPARE ALL MATERIAL | MANNY R. | 8
2026-02-24
PM / Work Orders / Approved Work
PROJECT | LOCATION | WO# | DESCRIPTION | TECH ASSIGNED | EST. HRS | STATUS | JCF NUMBER
Mobil | AIRPORT | 39382 | To replace one (1) pc ceiling tile and to relocate smoke detector | REY / SAM / RONALD |  | APPROVED 2011 | 13738/ Done
Mobil |  | 39482 | Smoke Detector at the storage, needs to be replaced | REY / SAM / RONALD |  | ASSESSMENT P3 | For cancellation
Mobil | YIGO PA | 39448 | Generator exhaust vent has an opening. Needs to put cover | REY / SAM / RONALD |  | ASSESSMENT P4 | 13742/ Assessment
Mobil |  | 39449 | Due to rat poop found on top of diesel fuel tank in generator room- JMI needs to assess for any openings that rats are going into and close it off | REY / SAM / RONALD |  | ASSESSMENT P4 | 13743/ Assessment
Mobil | YSENGSONG | 39452 | To replace whole light fixtures, 3pcs Light-4ft | REY / SAM / RONALD |  | CM
Mobil |  | 39312 | To pull out water pump and to replace o'ring/ shaftseal | REY / SAM / RONALD |  | APPROVED 2010
Mobil | YIGO PA | 39448 |  | ERWIN / SAM |  | ASSESSMENT P4
Mobil |  | 39449 |  | ERWIN / SAM |  | ASSESSMENT P4
Mobil | LIGUAN | 39462 | synergy lightbox on p2 p7 not working | REY / SAM / RONALD |  | ASSESSMENT P4
Mobil | FATIMA | 39468 | Toilet seat screw is broken, seat is not stable | REY / SAM / RONALD |  | CM | 13739/ CM
Mobil | MAITE | 39124 | To the deliver the ice machine | REY / SAM / RONALD |  | APPROVED 1975
Mobil | BARRIGADA HTS | 38846 | To install floor drain cover | REY / SAM |  | APPROVED 1929
Mobil | YIGO NORTH | 39514 | C-store(old chatime dining area) ceiling tiles not aligned, runners missing, hanging down. Safety issue | REY / SAM |  | P1 | 12732/ Assessment
Mobil |  | 39511 | Subway ceiling tiles not aligned and needs to be cleaned. *it may fall, safety issue, *mold around the tiles near ac | REY / SAM |  | P1 | 12731/ Assessment
2026-02-24
PM / Work Orders / Approved Work
Mobil | HEADQUARTER / MAIN OFFICE |  | Waterblasting, rusted paint scraping, preparation for repainting, and Repainting | ARIEL / MARVIN / OMIE / NORSON |  | PM
In-house | AGAT APARTMENT | NONE | General Cleaning and painting works | ARIEL / ARNANI / CHRISTIAN / NORSON |  | PM
In-house | WH1 |  | Fabrication and metal works | KUYA BAYANI/ IVAN/ GLEN
In-house | WH2 |  | General cleaning at Medical | DONDON |  | PM
In-house | PAGO BAY |  | ERI UNIT - Landscaping Inspection | ONDI / JULIUS / MARVIN |  | PM | NORSON
In-house | PAGO BAY |  | ERI Installation of outdoor kitchen sink | ROBERT / OMIE |  | PM
In-house | MEDICAL WH2 |  | Pharmacy room | OMIE/ ROBERT |  | RENOVATION | RONALD
In-house | BARRIGADA HTS |  | JRI House repair and renovation | NORSON / RONALD |  | RENOVATION
2026-02-24
PM / Work Orders / Approved Work
In-house | Headquarter / Main ffice | None | Scraping of paint on rusted parts of building walls and trusses. Preparation for repainting works. | ERIC / JOEL |  | IN HOUSE PM
Others | RINO SOLAR |  | RINO SOLAR | ERWIN / RONEL / ANTON
ELC | UOG Hatchery |  | To install Pump | JUNJUN / GUAPE
ELC | REWINDING SHOP |  | Motor rewinding | DODONG / JP
HKR | RESTAURANTS |  | JOLLIBEE HAGATNA/ ARMY GUARD/ MARIE/ MARKET DELI/ MAGELLAN/ ICAN/ AAFB GALLERY NORTHRAMP/ 36 CE/ GCC/ STAX/ COFFEE BEANERY | RENE / BERNE
HKR | SODEXO |  | SCHOOLS / RESTAURANT | EFREN / ERIC
HKR | SODEXO |  | SCHOOLS / RESTAURANT | KIMPEE / JOEL / ROGER
HKR | AGANA / TALOFOFO |  | ESS Inspection | BRYAN / NILO
2026-02-25
MOBIL / HKR | MOBIL / HKR |  | PREPARE ALL MATERIAL | MANNY R. | 8
2026-02-25
PM / Work Orders / Approved Work
PROJECT | LOCATION | WO# | DESCRIPTION | TECH ASSIGNED | EST. HRS | STATUS | JCF NUMBER
Mobil | LIGUAN | 39462 | synergy lightbox on p2 p7 not working | REY / SAM |  | ASSESSMENT P4
Mobil | YSENGSONG | 39452 | To replace light diffuser | REY / SAM |  | CM
Mobil | YIGO NORTH | 39476 | Ice machine hose to the filter broken | REY / SAM |  | ASSESSMENT P3
Mobil |  | 39467 | Wall behind chatime to be repaired (Requested to prioritize due to leaks) | REY / SAM |  | ASSESSMENT P4
Mobil |  | 39492 | Water dripping through ceiling at the chatime rear area (requested to prioritize) | REY / SAM |  | ASSESSMENT P4
Mobil |  | 39512 | AC vents rusted, need to be replaced or painted, *office, restroom and c-store | REY / SAM |  | ASSESSMENT P4
Mobil |  | 39448 |  | REY / SAM |  | ASSESSMENT P4
Mobil |  | 39449 |  | REY / SAM |  | ASSESSMENT P4
Mobil |  | 39513 | Restroom leak, need to regrout. both men and women restroom (Requested to prioritize due to leaks and wall damaged it had caused) | REY / SAM |  | ASSESSMENT P4
Mobil | MAITE | 39480 | walk in chiller door sealer found rip off (VL) warm air may enter anytime | EFREN / RONALD |  | ASSESSMENT P3
Mobil |  | 39124 | To the deliver the ice machine | EFREN / RONALD |  | APPROVED 1975
Mobil | MANGILAO | 39494 | Subway area 3 compartment sink is clogged | EFREN / RONALD |  | ASSESSMENT P3
Mobil |  | 39156 | To replace damaged canopy fascia light (10ft length) | EFREN / RONALD |  | CM
Mobil | ADELUP | 39506 | storm drainage 2 pcs grating metal is broken | EFREN / RONALD |  | ASSESSMENT P3
Mobil | AGAT | 39458 | to check the smoke detectors in the stockroom, restroom, c-store, and office | EFREN / RONALD |  | ASSESSMENT P4
Mobil |  | 39501 | Air pump not working - hose damaged | EFREN / RONALD |  | ASSESSMENT P4
2026-02-25
PM / Work Orders / Approved Work
Mobil | HEADQUARTER / MAIN OFFICE |  | Waterblasting, rusted paint scraping, preparation for repainting, and Repainting | ARIEL / MARVIN / OMIE / NORSON |  | PM
In-house | AGAT APARTMENT | NONE | General Cleaning and painting works | ARIEL / ARNANI / CHRISTIAN / NORSON |  | PM
In-house | WH1 | NONE | Fabrication and metal works | KUYA BAYANI/ GLEN /OMIE |  | FABRICATION
In-house | PAGO BAY | NONE | General cleaning at Medical | DONDON |  | PM
In-house | PAGO BAY | NONE | ERI UNIT - Landscaping Inspection | ONDI / JULIUS / MARVIN |  | PM | NORSON
In-house | PAGO BAY | NONE | ERI Installation of outdoor kitchen sink | ROBERT / OMIE |  | PM
In-house | MEDICAL WH2 | NONE | Pharmacy room | OMIE/ ROBERT |  | RENOVATION | RONALD
In-house | BARRIGADA HTS |  | JRI House repair and renovation | NORSON / RONALD |  | RENOVATION
2026-02-25
PM / Work Orders / Approved Work
In-house | Headquarter / Main ffice | None | Scraping of paint on rusted parts of building walls and trusses. Preparation for repainting works. | ERIC / JOEL |  | IN HOUSE PM
Others | RINO SOLAR | NONE | RINO SOLAR | ERWIN / RONEL / ANTON
ELC | UOG Hatchery | NONE | To install Pump | JUNJUN / GUAPE
ELC | REWINDING SHOP | NONE | Motor rewinding | DODONG / JP
HKR | RESTAURANTS | NONE | JOLLIBEE HAGATNA/ ARMY GUARD/ MARIE/ MARKET DELI/ MAGELLAN/ ICAN/ AAFB GALLERY NORTHRAMP/ 36 CE/ GCC/ STAX/ COFFEE BEANERY | RENE / BERNE
HKR | SODEXO | NONE | SCHOOLS / RESTAURANT | ERIC / IVAN
HKR | SODEXO | NONE | SCHOOLS / RESTAURANT | KIMPEE / JOEL
HKR | AGANA / TALOFOFO | NONE | ESS Inspection | BRYAN / NILO
2026-02-26
MOBIL / HKR | MOBIL / HKR |  | PREPARE ALL MATERIAL | MANNY R. | 8
2026-02-26
PM / Work Orders / Approved Work
PROJECT | LOCATION | WO# | DESCRIPTION | TECH ASSIGNED | EST. HRS | STATUS | JCF NUMBER
Mobil | LIGUAN | 39522 | NO SMOKING SIGN just fell.(It was posted where the vent pipe - near fill point area/air gauge area.) | REY / ARNANI / ROBERT |  | ASSESSMENT P4
Mobil | FATIMA | 39490 | 1 unit forecourt light above P1 flickering and sometimes off | REY / ARNANI / ROBERT |  | ASSESSMENT P4
Mobil | YIGO NORTH | 39467 | Wall behind chatime to be repaired (Escalated to urgent) | REY / ARNANI / ROBERT |  | WAITING FOR APPROVAL
Mobil |  | 39492 | Water dripping through ceiling at the chatime rear area (Escalated to urgent) | REY / ARNANI / ROBERT |  | WAITING FOR APPROVAL
Mobil |  | 39512 | AC vents rusted, need to be replaced or painted, *office, restroom and c-store | REY / ARNANI / ROBERT |  | WAITING FOR APPROVAL
Mobil |  | 39448 |  | REY / ARNANI / ROBERT |  | WAITING FOR APPROVAL
Mobil |  | 39449 |  | REY / ARNANI / ROBERT |  | WAITING FOR APPROVAL
Mobil |  | 39513 | Restroom leak, need to regrout. both men and women restroom (Requested to prioritize due to leaks and wall damaged it had caused) | REY / ARNANI / ROBERT |  | WAITING FOR APPROVAL
Mobil |  | 39390 | To replace rusted and damaged Two (2) perimeter light poles Base foundation & to replace one (1) damaged perimeter light pole | REY / ARNANI / ROBERT |  | APPROVED 2014
Mobil | BARRIGADA HTS | 39526 | Request to pick up the used absorbent pads. | EFREN / RONALD |  | ASSESSMENT P4
Mobil | MANGILAO | 39156 | To replace damaged canopy fascia light (10ft length) | EFREN / RONALD |  | CM
Mobil | YONA | 39529 | Power outage but the generator did not turn on automatically | EFREN / RONALD |  | ASSESSMENT P3
Mobil | MAITE | 39344 | To install catch pan above the ceiling (underslab) to mitigate leaks going directly at the dining area | EFREN / RONALD |  | APPROVED 2002
Mobil |  | 39432 | To install anti-skid at the main entrance, in front of C-store | EFREN / RONALD |  | APPROVED 2023
Mobil | TAMUNING | 39306 | To install awning at the generator vent area | ARIEL / SAM / MARVIN |  | APPROVED 2003
Mobil |  | 39313 | To pull out a perimeter pole light (1pc) | ARIEL / SAM / MARVIN |  | APPROVE 1997
Mobil | AIRPORT | 39381 | To pull out a perimeter pole light (3 pcs) | ARIEL / SAM / MARVIN |  | APPROVE 2012
Mobil | AGAT | 39458 | to check the smoke detectors in the stockroom, restroom, c-store, and office | ARIEL / SAM / MARVIN |  | ASSESSMENT P4
Mobil |  | 39501 | Air pump not working - hose damaged | ARIEL / SAM / MARVIN |  | CM
Mobil |  | 39519 | Toilet seat broken | ARIEL / SAM / MARVIN |  | CM
2026-02-26
PM / Work Orders / Approved Work
Mobil | HEADQUARTER / MAIN OFFICE |  | Waterblasting, rusted paint scraping, preparation for repainting, and Repainting | ARIEL / MARVIN / OMIE / NORSON |  | PM
In-house | AGAT APARTMENT | NONE | General Cleaning and painting works | ONDI / NORSON / CHRISTIAN |  | PM
In-house | WH1 | NONE | Fabrication and metal works | KUYA BAYANI/ GLEN /OMIE |  | FABRICATION
In-house | JMI | NONE | General cleaning at Medical | DONDON |  | PM
In-house | WH1 | NONE | Landscaping Inspection | JULIUS / EDGAR / SANTOCA |  | PM
In-house | PAGO BAY | NONE | ERI Installation of outdoor kitchen sink | ROBERT / OMIE |  | PM
In-house | BARRIGADA HTS |  | JRI House repair and renovation | NORSON / RONALD |  | RENOVATION
2026-02-26
PM / Work Orders / Approved Work
In-house | Headquarter / Main ffice | None | Scraping of paint on rusted parts of building walls and trusses. Preparation for repainting works. | ERIC / JOEL |  | IN HOUSE PM
Others | RINO SOLAR | NONE | RINO SOLAR | ERWIN / RONEL / ANTON
ELC | UOG Hatchery | NONE | To install Pump | JUNJUN / GUAPE
ELC | REWINDING SHOP | NONE | Motor rewinding | DODONG / JP
HKR | RESTAURANTS | NONE | JOLLIBEE HAGATNA/ ARMY GUARD/ MARIE/ MARKET DELI/ MAGELLAN/ ICAN/ AAFB GALLERY NORTHRAMP/ 36 CE/ GCC/ STAX/ COFFEE BEANERY | RENE / BERNE
HKR | SODEXO | NONE | SCHOOLS / RESTAURANT | ERIC / IVAN
HKR | SODEXO | NONE | SCHOOLS / RESTAURANT | KIMPEE / JOEL
HKR | AGANA / TALOFOFO | NONE | ESS Inspection | BRYAN / NILO
2026-02-27
MOBIL / HKR | MOBIL / HKR |  | PREPARE ALL MATERIAL | MANNY R. | 8
2026-02-27
PM / Work Orders / Approved Work
PROJECT | LOCATION | WO# | DESCRIPTION | TECH ASSIGNED | EST. HRS | STATUS | JCF NUMBER
Mobil | YIGO NORTH | 39492 | Water dripping through ceiling at the chatime rear area (Escalated to urgent) Need to water blast first roof slab before applying waterproofing and applying caulking around the downspout/ gutter outlet to mitigate leaks. | ERIC / ARNANI / ROBERT |  | WAITING FOR APPROVAL
Mobil |  | 39390 | To replace rusted and damaged Two (2) perimeter light poles Base foundation & to replace one (1) damaged perimeter light pole (3 perimeter pole lights are for pull out) | ERIC / ARNANI / ROBERT |  | APPROVED 2014
Mobil | EAST AGANA | 39538 | Wall tiles on bottom near to the floor of bathroom entrance are broken | ARIEL / SAM / MARVIN |  | ASSESSMENT P4
Mobil | AIRPORT | 39381 | To replace rusted and damaged three (3) perimeter light poles Base foundation, including its column pedestal (3 perimeter pole lights are for pull out) | ARIEL / SAM / MARVIN |  | APPROVE 2012
Mobil | TAMUNING | 39544 | toilet seat found wrongfully installed | REY / JP |  | ASSESSMENT P4
Mobil |  | 39545 | 1 ceiling tube light inside office found blown | REY / JP |  | ASSESSMENT P4
Mobil |  | 38880 | To replace rollers of the typhoon shutter | REY / JP / CHRISTIAN / GLEN |  | APPROVED 2025
Mobil | MAITE | 39541 | Promo signage on p1 detach & fell off | EFREN / RONALD |  | ASSESSMENT P4
Mobil |  | 39432 | To install anti-skid at the main entrance, in front of C-store | EFREN / RONALD |  | APPROVED 2023
Mobil | MANGILAO | 39536 | Men toilet cover broken, for replacement | EFREN / RONALD |  | CM
Mobil | IPAN | 39432 | To install anti-skid at the main entrance, in front of C-store | EFREN / RONALD |  | APPROVED 2023
2026-02-27
PM / Work Orders / Approved Work
Mobil | HEADQUARTER / MAIN OFFICE |  | Waterblasting, rusted paint scraping, preparation for repainting, and Repainting | ARIEL / MARVIN / OMIE / NORSON |  | PM
In-house | AGAT APARTMENT | NONE | General Cleaning and painting works | ONDI / NORSON |  | PM
In-house | WH1 | NONE | Fabrication and metal works | KUYA BAYANI/ OMIE / GUAPE |  | FABRICATION
In-house | BARRIGADA HTS | NONE | General cleaning at JRI Unit | DONDON |  | PM
In-house | Headquarter | NONE | Landscaping Inspection | JULIUS / EDGAR |  | PM
In-house | PAGO BAY | NONE | ERI Installation of outdoor kitchen sink | ROBERT / OMIE |  | PM
In-house | BARRIGADA HTS |  | JRI House repair and renovation | NORSON / RONALD |  | RENOVATION
2026-02-27
PM / Work Orders / Approved Work
In-house | Headquarter / Main ffice | None | Scraping of paint on rusted parts of building walls and trusses. Preparation for repainting works. | ERIC / JOEL |  | IN HOUSE PM
Others | RINO SOLAR | NONE | RINO SOLAR | ERWIN / RONEL / ANTON
ELC | REWINDING SHOP | NONE | Motor rewinding | DODONG
HKR | RESTAURANTS | NONE | JOLLIBEE HAGATNA/ ARMY GUARD/ MARIE/ MARKET DELI/ MAGELLAN/ ICAN/ AAFB GALLERY NORTHRAMP/ 36 CE/ GCC/ STAX/ COFFEE BEANERY | RENE / BERNE
HKR | SODEXO | NONE | SCHOOLS / RESTAURANT | KIMPEE / JOEL / IVAN / NILO
HKR | AGANA / TALOFOFO | NONE | Reporting | Bryan
2026-03-01
MOBIL / HKR | MOBIL / HKR |  | PREPARE ALL MATERIAL | NELSON V. | 8
2026-03-01
PM / Work Orders / Approved Work
PROJECT | LOCATION | WO# | DESCRIPTION | TECH ASSIGNED | EST. HRS | STATUS | JCF NUMBER
Mobil | BARRIGADA HTS | 39404 | To replace check valve | ERIC / ROBERT / SAM |  | APPROVED 2017
Mobil | YIGO PA | 39448 | Proposal to paint rusted hole and fabricate cover for generator exhaust system. | ERIC / ROBERT / SAM |  | APPROVED 2031
Mobil |  | 39557 | 1x bollard at front entrance is damaged (VL) hit by vehicle | ERIC / ROBERT / SAM |  | ASSESSMENT P4
Mobil | AIRPORT | 39381 | To install three (3) Perimeter Pole light (Afternoon, Rey, Nilo and Marvin will join eric, robert and sam at the Airport for the perimeter pole light installation) | ERIC / ROBERT / SAM / REY / NILO / MARVIN |  | APPROVE 2012
Mobil | SINAJANA | 39536 | Ice Freezer is not working. (For Pick-up and be delivered to Headquarters. To troubleshoot by Kuya Rene and Bernie in the afternoon) | REY / NILO / MARVIN |  | ASSESSMENT P4
Mobil | MAITE | 39541 | Promo signage on p1 detach & fell off, to apply fast dry caulking | REY |  | APPROVED 2030
Mobil | SINAJANA / MAITE | NONE | Electrical Inspection, generator inspection, Smoke Detector Inspection, Airconditioning, Refrigeration & Walk in Cooler, Water System Inspection. | REY / NILO / MARVIN |  | PM
Mobil | AIRPORT | 39381 | To install three (3) Perimeter Pole light (Afternoon, Rey, Nilo and Marvin will join eric, robert and sam at the Airport for the perimeter pole light installation) | ERIC / ROBERT / SAM / REY / NILO / MARVIN |  | APPROVE 2012
Mobil | IPAN / YONA / MANGILAO | NONE | Landscaping Inspection / General Typhoon shutter | ONDI / CHRISTIAN |  | PM
Mobil | IPAN | 39290 | one of the perimeter lights is not working (To install embedded rough-ins, redo re-wiring, and concrete pouring, 36 Meters total length) | EFREN / RONALD / ARNANI |  | APPROVED 2023
2026-03-01
PM / Work Orders / Approved Work
Mobil | HEADQUARTER / MAIN OFFICE |  | Waterblasting, rusted paint scraping, preparation for repainting, and Repainting | ARIEL / MARVIN / OMIE / NORSON |  | PM
Mobil | YIGO NORTH | 39390 | Fabrication of three (3) Perimeter Pole for Yigo North & one (1) Perimeter Pole for Liguan | KEANU / GLEN/ IVAN |  | APPROVED 2014 | .
In-house | AGAT | NONE | To remove furnitures, trash and do re-painting works | ARIEL / NORSON / OMIE |  | RENOVATION
In-house | WH1 | NONE | Fabrication and metal works | KUYA BAYANI/ GUAPE |  | FABRICATION
In-house | PAGO BAY | NONE | General cleaning at ERI Unit | DONDON |  | PM
In-house |  | NONE | Landscaping Inspection | JULIUS / EDGAR |  | PM
In-house | PAGO BAY | NONE | ERI Installation of outdoor kitchen sink | ROBERT / OMIE |  | PM
In-house | BARRIGADA HTS |  | JRI House repair and renovation | NORSON / RONALD |  | RENOVATION
2026-03-01
PM / Work Orders / Approved Work
In-house | Headquarter / Main ffice | None | Scraping of paint on rusted parts of building walls and trusses. Preparation for repainting works. | ERIC / JOEL |  | IN HOUSE PM
Others | RINO SOLAR | NONE | RINO SOLAR | ERWIN / RONEL / ANTON
ELC | REWINDING SHOP | NONE | Motor rewinding | DODONG / JP
HKR | RESTAURANTS | NONE | JOLLIBEE HAGATNA/ ARMY GUARD/ MARIE/ MARKET DELI/ MAGELLAN/ ICAN/ AAFB GALLERY NORTHRAMP/ 36 CE/ GCC/ STAX/ COFFEE BEANERY; To troubleshoot Ice Freezer of Mobil Sinajana in the Afternoon | RENE / BERNE
HKR | UNITED | NONE | UNITED | KIMPEE / JOEL / MANNY R.
HKR | AGANA / TALOFOFO | NONE | Reporting | Bryan
2026-03-01
APPROVED WORK ORDERS / MATERIALS PREPARATION | [6 empty] | MATERIALS
Mobil | MAITE | NONE | General Painting curbs, parking, pavement, Bollards, Pay Gas n Go Touch Up, Gen. Bldg. Typhoon shutter *NOTE: PLEASE PRIORITIZE PAINTING WORKS DURING FAIR/ GOOD WEATHER. | ARIEL / CHRISTIAN / NORSON / OMIE |  | PM
Mobil | TAMUNING | 39313 | To install one (1) Perimeter Pole light (Afternoon) | REY / NILO / MARVIN |  | APPROVED 1997
Mobil | EAST AGANA | 39311 | Vinyl Tiles at Carwash storage area for Sanitary Permit Requirements | ERIC / ROBERT / OMIE |  | FF 2006
Mobil | EAST AGANA | 39538 | Wall tiles on bottom near to the floor of bathroom entrance are broken | ERIC / ROBERT / OMIE |  | For Proposal
Mobil | MAITE | 39378 | To install bathrom tiles, Wall and flooring and at the storage area | ERIC / ROBERT / OMIE |  | APPROVED 2009 | 1X1' TILES FOR FLOORING-5PCS 1X2' TILES - GLOSSY FOR WALL-1PC 1X2' TILES - GLOSSY FOR WALL-4PCS
Mobil | YIGO PA | 39448 | Proposal to paint rusted hole and fabricate cover for generator exhaust system. | ERIC / ROBERT / SAM |  | APPROVED 2031
Mobil |  | 39449 | To install wiremesh cover, flatbar, angle bar and add concrete on door gap to cover rat entries | ERIC / ROBERT / SAM |  | APPROVED 2033
Mobil | YONA | 39086 | To replace display panel board assembly of the ice machine | REY / ERIC /SAM |  | APPROVED 1968 (PARTS ORDERED AT PARTSTOWN) | DELIVERED/ DISPLAY PANEL BOARD TO BE SCHEDULED
Mobil | MAITE | 39124 | To replace control board assembly of the ice machine | REY / ERIC /SAM |  | APPROVED 1975 (PARTS ORDERED AT PARTSTOWN)
Mobil |  | 39344 | To fabricate and install catch pan to mitigate leaking going directly into dining area | REY / SAM |  | APPROVED 2002 (to be fabricated by Kuya Bayani)
Mobil |  | 39343 | Proposal to install an angle support plate on the shutter assembly to address louver obstruction within the shutter housing | REY / SAM |  | APPROVED 2001 (to be fabricated by Kuya Bayani)
Mobil | IPAN | 39290 | To install new electrical line and new perimeter light | REY / SAM |  | APPROVED 1995 (to be fabricated by Kuya Bayani)
Mobil | ADELUP | 39394 | To fabricate and install new Steel gratings for storm drainage | REY / SAM |  | APPROVED 2008 (to be fabricated by Kuya Bayani)
Mobil | AIRPORT | 39381 | To fabricate and to replace damage and rusted base plate | REY / SAM |  | APPROVED 2012 (to be fabricated by Kuya Bayani)
Mobil | TAMUNING | 39313 | To fabricate and to replace damage perimeter light and perimeter pole | REY / SAM |  | APPROVED 1997 (to be fabricated by Kuya Bayani)

## March 2026
2026-03-01
MOBIL / HKR | MOBIL / HKR |  | PREPARE ALL MATERIAL | NELSON V.
2026-03-01
PM / Work Orders / Approved Work
PROJECT | LOCATION | WO# | DESCRIPTION | TECH ASSIGNED | STATUS | JCF NUMBER
Mobil | BARRIGADA HTS | 39404 | To replace check valve | ERIC / ROBERT / SAM | APPROVED 2017
Mobil | YIGO PA | 39448 | Proposal to paint rusted hole and fabricate cover for generator exhaust system. | ERIC / ROBERT / SAM | APPROVED 2031
Mobil |  | 39557 | 1x bollard at front entrance is damaged (VL) hit by vehicle | ERIC / ROBERT / SAM | ASSESSMENT P4
Mobil | AIRPORT | 39381 | To install three (3) Perimeter Pole light (Afternoon, Rey, Nilo and Marvin will join eric, robert and sam at the Airport for the perimeter pole light installation) | ERIC / ROBERT / SAM / REY / NILO / MARVIN | APPROVE 2012
Mobil | SINAJANA | 39536 | Ice Freezer is not working. (For Pick-up and be delivered to Headquarters. To troubleshoot by Kuya Rene and Bernie in the afternoon) | REY / NILO / MARVIN | ASSESSMENT P4
Mobil | MAITE | 39541 | Promo signage on p1 detach & fell off, to apply fast dry caulking | REY | APPROVED 2030
Mobil | SINAJANA / MAITE | NONE | Electrical Inspection, generator inspection, Smoke Detector Inspection, Airconditioning, Refrigeration & Walk in Cooler, Water System Inspection. | REY / NILO / MARVIN | PM
Mobil | AIRPORT | 39381 | To install three (3) Perimeter Pole light (Afternoon, Rey, Nilo and Marvin will join eric, robert and sam at the Airport for the perimeter pole light installation) | ERIC / ROBERT / SAM / REY / NILO / MARVIN | APPROVE 2012
Mobil | IPAN / YONA / MANGILAO | NONE | Landscaping Inspection / General Typhoon shutter | ONDI / CHRISTIAN | PM
Mobil | IPAN | 39290 | one of the perimeter lights is not working (To install embedded rough-ins, redo re-wiring, and concrete pouring, 36 Meters total length) | EFREN / RONALD / ARNANI | APPROVED 2023
2026-03-01
PM / Work Orders / Approved Work
Mobil | HEADQUARTER / MAIN OFFICE |  | Waterblasting, rusted paint scraping, preparation for repainting, and Repainting | ARIEL / MARVIN / OMIE / NORSON | PM
Mobil | YIGO NORTH | 39390 | Fabrication of three (3) Perimeter Pole for Yigo North & one (1) Perimeter Pole for Liguan | KEANU / GLEN/ IVAN | APPROVED 2014 | .
In-house | AGAT | NONE | To remove furnitures, trash and do re-painting works | ARIEL / NORSON / OMIE | RENOVATION
In-house | WH1 | NONE | Fabrication and metal works | KUYA BAYANI/ GUAPE | FABRICATION
In-house | PAGO BAY | NONE | General cleaning at ERI Unit | DONDON | PM
In-house |  | NONE | Landscaping Inspection | JULIUS / EDGAR | PM
In-house | PAGO BAY | NONE | ERI Installation of outdoor kitchen sink | ROBERT / OMIE | PM
In-house | BARRIGADA HTS |  | JRI House repair and renovation | NORSON / RONALD | RENOVATION
2026-03-01
PM / Work Orders / Approved Work
In-house | Headquarter / Main ffice | None | Scraping of paint on rusted parts of building walls and trusses. Preparation for repainting works. | ERIC / JOEL | IN HOUSE PM
Others | RINO SOLAR | NONE | RINO SOLAR | ERWIN / RONEL / ANTON
ELC | REWINDING SHOP | NONE | Motor rewinding | DODONG / JP
HKR | RESTAURANTS | NONE | JOLLIBEE HAGATNA/ ARMY GUARD/ MARIE/ MARKET DELI/ MAGELLAN/ ICAN/ AAFB GALLERY NORTHRAMP/ 36 CE/ GCC/ STAX/ COFFEE BEANERY; To troubleshoot Ice Freezer of Mobil Sinajana in the Afternoon | RENE / BERNE
HKR | UNITED | NONE | UNITED | KIMPEE / JOEL / MANNY R.
HKR | AGANA / TALOFOFO | NONE | Reporting | Bryan
2026-03-03
MOBIL / HKR | MOBIL / HKR |  | PREPARE ALL MATERIAL | MANNY R.
2026-03-03
PM / Work Orders / Approved Work
PROJECT | LOCATION | WO# | DESCRIPTION | TECH ASSIGNED | STATUS | JCF NUMBER
Mobil | BARRIGADA HTS | 39404 | To replace check valve | ERIC / ROBERT / SAM | APPROVED 2017
Mobil | YIGO PA | 39448 | Proposal to paint rusted hole and fabricate cover for generator exhaust system. | ERIC / ROBERT / SAM | APPROVED 2031
Mobil |  | 39449 | To install wiremesh cover, flatbar, angle bar and add concrete on door gap to cover rat entries | ERIC / ROBERT / SAM | APPROVED 2033
Mobil |  | 39364 | Need to pump out the water, waterblast the separator basin, remove oil sludge & remove all dirt inside the separator basin. | ERIC / ROBERT / SAM | APPROVED 2015
Mobil |  | 39557 | 1x bollard at front entrance is damaged - hit by vehicle | ERIC / ROBERT / SAM | ASSESSMENT P4
Mobil |  | 39559 | P6 synergy wave damaged. Slightly damaged. | ERIC / ROBERT / SAM | ASSESSMENT P4
Mobil | MAITE | 39577 | Walk in chiller piping is leaking | REY / NILO | ASSESSMENT P3
Mobil | LIGUAN | 39522 | To re-install "No Smoking Sign" at the pipe vent in fill point. | REY / NILO | APPROVED 2035
Mobil | YSENGSONG | 39580 | Aircon at mart area is not cooling the normal way. Needs to be checked. | REY / NILO | ASSESSMENT P3
Mobil | AIRPORT | 39381 | To install two (2) Perimeter Pole light (Afternoon) | REY / NILO / IVAN / ONDI / SANTOCA | APPROVE 2012
Mobil | TAMUNING / AIRPORT | NONE | Landscaping Inspection | ONDI / SANTOCA (WILL JOIN REY / NILO / IVAN IN THE AFTERNOON FOR THE INSTALLATION OF PERIMETER POLE) | PM
Mobil | ADELUP | 39522 | C-store ceiling is leaking above the items | ARIEL / OMIE | ASSESSMENT P3
Mobil | TAMUNING | 39313 | To install one (1) Perimeter Pole light (Morning) | ARIEL / CHRISTIAN / NORSON / OMIE (ONDI & SANTOCA WILL JOIN THEM) | APPROVED 1997
Mobil |  | NONE | Bollards, Pay Gas n Go Touch Up, Gen. Bldg. Typhoon shutter *NOTE: PLEASE PRIORITIZE PAINTING WORKS DURING FAIR/ GOOD WEATHER. | ARIEL / CHRISTIAN / NORSON / OMIE | PM
Mobil | IPAN | 39290 | One of the perimeter lights is not working (To install embedded rough-ins, redo re-wiring, and concrete pouring, 36 Meters total length) | EFREN / RONALD / GLEN | APPROVED 2023
2026-03-03
PM / Work Orders / Approved Work
Mobil | HEADQUARTER / MAIN OFFICE |  | Waterblasting, rusted paint scraping, preparation for repainting, and Repainting | ARIEL / MARVIN / OMIE / NORSON | PM
Mobil | YIGO NORTH | 39390 | Fabrication of three (3) Perimeter Pole for Yigo North & one (1) Perimeter Pole for Liguan | KEANU / IVAN | APPROVED 2014 | .
In-house | WH1 | NONE | Fabrication and metal works | KUYA BAYANI | FABRICATION
In-house | MEDICAL/ WH2 | NONE | General cleaning at Medical Office | DONDON | PM
In-house |  | NONE | Landscaping Inspection | JULIUS / EDGAR | PM
In-house | PAGO BAY | NONE | ERI Installation of outdoor kitchen sink | ROBERT / OMIE | PM
In-house | BARRIGADA HTS |  | JRI House repair and renovation | NORSON / RONALD | RENOVATION
2026-03-03
PM / Work Orders / Approved Work
In-house | Headquarter / Main ffice | None | Scraping of paint on rusted parts of building walls and trusses. Preparation for repainting works. | ERIC / JOEL | IN HOUSE PM
Others | RINO SOLAR | NONE | RINO SOLAR | ERWIN / RONEL
ELC | REWINDING SHOP | NONE | Motor rewinding | DODONG / JP / GUAPE
HKR | RESTAURANTS | NONE | JOLLIBEE HAGATNA/ ARMY GUARD/ MARIE/ MARKET DELI/ MAGELLAN/ ICAN/ AAFB GALLERY NORTHRAMP/ 36 CE/ GCC/ STAX/ COFFEE BEANERY; To troubleshoot Ice Freezer of Mobil Sinajana in the Afternoon | RENE / BERNE
HKR | SODEXO | NONE | SCHOOLS / RESTAURANT | KIMPEE / JOEL / ARNANI / MANNY
HKR | AGANA / TALOFOFO | NONE | Inspection | BRYAN / MARVIN
2026-03-03
APPROVED WORK ORDERS / MATERIALS PREPARATION | [5 empty] | MATERIALS
Mobil | ADELUP | 39433 | To Cut and Dispose overgrown tree near station entrance | ARIEL / OMIE | APPROVED 2020
Mobil | LIGUAN | 39522 | To re-install "No Smoking Sign" at the pipe vent in fill point. |  | APPROVED 2035
Mobil | TAMUNING | 39313 | To install one (1) Perimeter Pole light (Afternoon) | REY / NILO / MARVIN | APPROVED 1997
Mobil | EAST AGANA | 39311 | Vinyl Tiles at Carwash storage area for Sanitary Permit Requirements | ERIC / ROBERT / OMIE | FF 2006
Mobil | EAST AGANA | 39538 | Wall tiles on bottom near to the floor of bathroom entrance are broken | ERIC / ROBERT / OMIE | For Proposal
Mobil | MAITE | 39378 | To install bathrom tiles, Wall and flooring and at the storage area | ERIC / ROBERT / OMIE | APPROVED 2009 | 1X1' TILES FOR FLOORING-5PCS 1X2' TILES - GLOSSY FOR WALL-1PC 1X2' TILES - GLOSSY FOR WALL-4PCS
Mobil | YIGO PA | 39448 | Proposal to paint rusted hole and fabricate cover for generator exhaust system. | ERIC / ROBERT / SAM | APPROVED 2031
Mobil |  | 39449 | To install wiremesh cover, flatbar, angle bar and add concrete on door gap to cover rat entries | ERIC / ROBERT / SAM | APPROVED 2033
Mobil | YONA | 39086 | To replace display panel board assembly of the ice machine | REY / ERIC /SAM | APPROVED 1968 (PARTS ORDERED AT PARTSTOWN) | DELIVERED/ DISPLAY PANEL BOARD TO BE SCHEDULED
Mobil | MAITE | 39124 | To replace control board assembly of the ice machine | REY / ERIC /SAM | APPROVED 1975 (PARTS ORDERED AT PARTSTOWN)
Mobil |  | 39344 | To fabricate and install catch pan to mitigate leaking going directly into dining area | REY / SAM | APPROVED 2002 (to be fabricated by Kuya Bayani)
Mobil |  | 39343 | Proposal to install an angle support plate on the shutter assembly to address louver obstruction within the shutter housing | REY / SAM | APPROVED 2001 (to be fabricated by Kuya Bayani)
Mobil | IPAN | 39290 | To install new electrical line and new perimeter light | REY / SAM | APPROVED 1995 (to be fabricated by Kuya Bayani)
Mobil | ADELUP | 39394 | To fabricate and install new Steel gratings for storm drainage | REY / SAM | APPROVED 2008 (to be fabricated by Kuya Bayani)
Mobil | AIRPORT | 39381 | To fabricate and to replace damage and rusted base plate | REY / SAM | APPROVED 2012 (to be fabricated by Kuya Bayani)
Mobil | TAMUNING | 39313 | To fabricate and to replace damage perimeter light and perimeter pole | REY / SAM | APPROVED 1997 (to be fabricated by Kuya Bayani)
2026-03-04
MOBIL / HKR | MOBIL / HKR |  | PREPARE ALL MATERIAL | MANNY R.
2026-03-04
Works Orders (ASSESSMENTS & APPROVED)
PROJECT | LOCATION | WO# | DESCRIPTION | TECH ASSIGNED | STATUS | JCF NUMBER
MOBIL | SINAJANA | 39336 | Ice freezer not working. NEED TO PULL OUT AND DELIVER TO HQ | REY / NILO / OMIE (CJ & Lorenz to assist) | ASSESSMENT P4
MOBIL | AIRPORT | 39596 | The sink in the back, that subway primarily uses. Isnt turning off properly, even after fully turnt the water is still flowing | REY / NILO / OMIE | CM
MOBIL | LIGUAN | 39462 | Synergy lightbox on p2 p7 not working | REY / NILO / OMIE | CM
MOBIL | LIGUAN | 39522 | To reinstall no smoking signage | REY / NILO / OMIE | APPROVED 2035
MOBIL | YIGO NORTH | 39589 | Subway office, light fixture rusted | ERWIN / RONEL | ASSESSMENT P4
MOBIL | YIGO NORTH | 39590 | Subway hole in the wall needs repair | ERWIN / RONEL | ASSESSMENT P4
MOBIL | YIGO NORTH | 39582 | Need to replace 3 ceiling tiles and trunner inside chattime shop | ERWIN / RONEL | ASSESSMENT P4
MOBIL | YSENGSONG | 39581 | Faucet 3 compartment sink is leaking | ERWIN / RONEL | ASSESSMENT P4
MOBIL | YIGO PA | 39448 | Proposal to paint rusted hole and fabricate cover for generator exhaust system. | ERIC / ROBERT / SAM | APPROVED 2031
MOBIL | YIGO PA | 39449 | To install wiremesh cover, flatbar, angle bar and add concrete on door gap to cover rat entries | ERIC / ROBERT / SAM | APPROVED 2033
MOBIL | EAST AGANA | 39311 | 20 tiles missing from the car wash floor and need replacement | ERIC / ROBERT / SAM | APPROVED 2006
MOBIL | MAITE | 39588 | Mcdonalds roof needs waterproofing and waterblasting | EFREN / RONALD / GLEN | ASSESSMENT P4
MOBIL | MAITE | 39598 | Mcdonalds - to repaint directional sign for drive thru & delivery ramp | EFREN / RONALD / GLEN | ASSESSMENT P4
MOBIL | YONA | 39592 | Tyre inflator n water unit working, its leaking | EFREN / RONALD / GLEN | ASSESSMENT P4
MOBIL | IPAN | 39585 | Reporting MID sign, extra light is off | EFREN / RONALD / GLEN | ASSESSMENT P4
MOBIL | LIGUAN | 39286 | Replacement of perimeter pole | IVAN / GUAPE (JM & NELSON to assist in delivery) | APPROVED 1994
MOBIL | YIGO NORTH | 39390 | Replacement of 3 perimeter poles (JM to assist) | IVAN / GUAPE | APPROVED 2014
2026-03-04
PREVENTIVE MAINTENANCE
PROJECT | LOCATION | WO# | DESCRIPTION | TECH ASSIGNED | STATUS | JCF NUMBER
MOBIL | AIRPORT | PM | Electrical Inspection, generator inspection, Smoke Detector Inspection, Airconditioning, Refrigeration & Walk in Cooler, Water System Inspection. | REY / NILO / OMIE
MOBIL | IPAN | PM | Electrical Inspection, generator inspection, Smoke Detector Inspection, Airconditioning, Refrigeration & Walk in Cooler, Water System Inspection. | EFREN / RONALD / GLEN
MOBIL | YIGO PA / YIGO NORTH | PM | Pay Gas n Go Touch Up, Gen. Bldg. & Typhoon shutter *NOTE: PLEASE PRIORITIZE PAINTING WORKS DURING FAIR/ GOOD WEATHER. | NORSON / CHRISTIAN / ARIEL
MOBIL | LIGUAN / FATIMA / YSENGSONG | PM | LANDSCAPING PM | ONDI / SANTOCA / JULIUS
2026-03-04
OTHER PROJECTS
PROJECT | LOCATION | WO# | DESCRIPTION | TECH ASSIGNED | STATUS | JCF NUMBER
ELC | ESS | NONE | ESS WORKS | BRYAN / MARVIN
Others | RINO SOLAR | NONE | RINO SOLAR (half day) | ERWIN / RONEL
ELC | REWINDING SHOP | NONE | Motor rewinding | DODONG / JP
HKR |  |  |  | RENE / BERNE
HKR |  |  |  | KIMPEE / JOEL
HKR |  |  |  | ARNANI / MANNY
2026-03-04
APPROVED WORK ORDERS / MATERIALS PREPARATION | [5 empty] | MATERIALS
Mobil | ADELUP | 39433 | To Cut and Dispose overgrown tree near station entrance | ARIEL / OMIE | APPROVED 2020
Mobil | LIGUAN | 39522 | To re-install "No Smoking Sign" at the pipe vent in fill point. |  | APPROVED 2035
Mobil | TAMUNING | 39313 | To install one (1) Perimeter Pole light (Afternoon) | REY / NILO / MARVIN | APPROVED 1997
Mobil | EAST AGANA | 39311 | Vinyl Tiles at Carwash storage area for Sanitary Permit Requirements | ERIC / ROBERT / OMIE | FF 2006
Mobil | EAST AGANA | 39538 | Wall tiles on bottom near to the floor of bathroom entrance are broken | ERIC / ROBERT / OMIE | For Proposal
Mobil | MAITE | 39378 | To install bathrom tiles, Wall and flooring and at the storage area | ERIC / ROBERT / OMIE | APPROVED 2009 | 1X1' TILES FOR FLOORING-5PCS 1X2' TILES - GLOSSY FOR WALL-1PC 1X2' TILES - GLOSSY FOR WALL-4PCS
Mobil | YIGO PA | 39448 | Proposal to paint rusted hole and fabricate cover for generator exhaust system. | ERIC / ROBERT / SAM | APPROVED 2031
Mobil |  | 39449 | To install wiremesh cover, flatbar, angle bar and add concrete on door gap to cover rat entries | ERIC / ROBERT / SAM | APPROVED 2033
Mobil | YONA | 39086 | To replace display panel board assembly of the ice machine | REY / ERIC /SAM | APPROVED 1968 (PARTS ORDERED AT PARTSTOWN) | DELIVERED/ DISPLAY PANEL BOARD TO BE SCHEDULED
Mobil | MAITE | 39124 | To replace control board assembly of the ice machine | REY / ERIC /SAM | APPROVED 1975 (PARTS ORDERED AT PARTSTOWN)
Mobil |  | 39344 | To fabricate and install catch pan to mitigate leaking going directly into dining area | REY / SAM | APPROVED 2002 (to be fabricated by Kuya Bayani)
Mobil |  | 39343 | Proposal to install an angle support plate on the shutter assembly to address louver obstruction within the shutter housing | REY / SAM | APPROVED 2001 (to be fabricated by Kuya Bayani)
Mobil | IPAN | 39290 | To install new electrical line and new perimeter light | REY / SAM | APPROVED 1995 (to be fabricated by Kuya Bayani)
Mobil | ADELUP | 39394 | To fabricate and install new Steel gratings for storm drainage | REY / SAM | APPROVED 2008 (to be fabricated by Kuya Bayani)
Mobil | AIRPORT | 39381 | To fabricate and to replace damage and rusted base plate | REY / SAM | APPROVED 2012 (to be fabricated by Kuya Bayani)
Mobil | TAMUNING | 39313 | To fabricate and to replace damage perimeter light and perimeter pole | REY / SAM | APPROVED 1997 (to be fabricated by Kuya Bayani)
2026-03-05
MOBIL / HKR | MOBIL / HKR |  | PREPARE ALL MATERIAL | MANNY R.
2026-03-05
Works Orders (ASSESSMENTS & APPROVED)
PROJECT | LOCATION | WO# | DESCRIPTION | TECH ASSIGNED | STATUS | JCF NUMBER
MOBIL | AIRPORT | 39596 | The sink in the back, that subway primarily uses. Isnt turning off properly, even after fully turnt the water is still flowing | REY / NILO | CM
MOBIL | ANIGUA | 39591 | AC not cooling inside Cstore | REY / NILO | CM
MOBIL |  | 39609 | Floor tiles at the cashier area popping up & office tiles is damage. | REY / NILO | ASSESSMENT P4
MOBIL | YSENGSONG | 39580 | Aircon at mart area is not cooling (PREPARE MATERIALS) | REY / NILO | CM
MOBIL | MAITE | 39616 | Replace 9v battery for smoke alarm in ladies toilet | EFREN / OMIE | ASSESSMENT P3
MOBIL |  | 39615 | Used spill kits to be collected and disposed | EFREN / OMIE | ASSESSMENT P4
MOBIL |  | 39577 | Walk in drink chiller piping is leaking (PREPARE MATERIALS) | EFREN / OMIE | APPROVED 2039
MOBIL | SINAJANA | 39600 | Cover for generator exhaust vent and thew wall next to the garbage bin | EFREN / OMIE | ASSESSMENT P4
MOBIL |  | 39601 | Leak on faucet of the 3 compartment sink in the storage | EFREN / OMIE | ASSESSMENT P4
MOBIL | APRA HEIGHTS | 39586 | Tyre air pump & the compressor is not working | EFREN / OMIE | ASSESSMENT P4
MOBIL |  | 39604 | To replace tank ID sticker | EFREN / OMIE | ASSESSMENT P4
MOBIL |  | 39605 | Repaint synergy wave, color fading due to rain and sunlight | EFREN / OMIE | ASSESSMENT P4
MOBIL |  | 39606 | Replace wings sign, plastic is peeling off | EFREN / OMIE | ASSESSMENT P4
MOBIL | EAST AGANA | 39311 | 20 tiles missing from the car wash floor and need replacement | ERIC / ROBERT / SAM | APPROVED 2006
MOBIL | LIGUAN | 39286 | Replacement of perimeter pole | IVAN / GUAPE / GLEN (JM & NELSON to assist in delivery) | APPROVED 1994
MOBIL | YIGO NORTH | 39390 | Replacement of 3 perimeter poles (JM to assist) | IVAN / GUAPE / GLEN | APPROVED 2014
MOBIL | YIGO NORTH | NA | Electrical works for Subway | ERWIN / RONEL | CAPEX
2026-03-05
PREVENTIVE MAINTENANCE
PROJECT | LOCATION | WO# | DESCRIPTION | TECH ASSIGNED | STATUS | JCF NUMBER
MOBIL | ANIGUA | PM | Electrical Inspection, generator inspection, Smoke Detector Inspection, Airconditioning, Refrigeration & Walk in Cooler, Water System Inspection. | REY / NILO
MOBIL | AGAT / APRA HEIGHTS | PM | Electrical Inspection, generator inspection, Smoke Detector Inspection, Airconditioning, Refrigeration & Walk in Cooler, Water System Inspection. | EFREN / OMIE
MOBIL | EAST AGANA | PM | Electrical Inspection, Smoke Detector Inspection, Water System Inspection. | ERIC / ROBERT / SAM
MOBIL | YSENGSONG / FATIMA / LIGUAN | PM | Pay Gas n Go Touch Up, Gen. Bldg. & Typhoon shutter *NOTE: PLEASE PRIORITIZE PAINTING WORKS DURING FAIR/ GOOD WEATHER. | NORSON / CHRISTIAN / ARIEL / OMIE
MOBIL | YIGO PA / YIGO NORTH | PM | LANDSCAPING PM | ONDI / SANTOCA / MARVIN
2026-03-05
OTHER PROJECTS
PROJECT | LOCATION | WO# | DESCRIPTION | TECH ASSIGNED | STATUS | JCF NUMBER
ELC | ESS | NONE | ESS WORKS | BRYAN
Others | RINO SOLAR | NONE | RINO SOLAR (half day) | ERWIN / RONEL
ELC | REWINDING SHOP | NONE | Motor rewinding | DODONG / JP
HKR |  |  |  | RENE / BERNE
HKR |  |  |  | KIMPEE / JOEL
HKR |  |  |  | ARNANI / MANNY
APPROVED WORK ORDERS / MATERIALS PREPARATION
Mobil | YIGO PA | 39557 | 1X bollard damaged. Dig and apply cement to reconstruct bollard | ERIC / ROBERT / SAM | APPROVED 2040
Mobil | YIGO NORTH | 39582 | To replace trunner and ceiling tiles | REY / NILO / MARVIN | APPROVED 2037
Mobil | YSENGSONG | 39581 | Replace angle valve 1/2" x 3/8" | RONEL / ERWIN | CM
Mobil | MAITE | 39588 | Waterblast and apply waterproofing at aircon area | EFREN / GLENN | CM
Mobil
2026-03-05
MOBIL / HKR | MOBIL / HKR |  | PREPARE ALL MATERIAL | NELSON V.
2026-03-06
Works Orders (ASSESSMENTS & APPROVED)
PROJECT | LOCATION | WO# | DESCRIPTION | TECH ASSIGNED | STATUS | JCF NUMBER
GIAA | GIAA | NA | TRAINING FOR SIDA BADGE 0800 @CONFERENCE ROOM 3 BY THE CAFÉ | REY / NILO / SAM
MOBIL | LIGUAN | 39635 | Freezer door rubbber damaged. Needs to be replaced | REY / NILO / SAM | ASSESSMENT P4
MOBIL | ADELUP | 39571 | waterproof roof slab | NORSON / CHRISTIAN / ARIEL | APPROVED 2042
MOBIL | AIRPORT | 39634 | To install the cable wire at the container | EFREN / OMIE / GLEN | ASSESSMENT P4
MOBIL | TAMUNING | 39629 | A shelf to be installed near air compressor | EFREN / OMIE / GLEN | ASSESSMENT P4
MOBIL | SINAJANA | 39600 | Cover for generator exhaust vent and thew wall next to the garbage bin | EFREN / OMIE / GLEN | APPROVED 2049
MOBIL |  | 39601 | Leak on faucet of the 3 compartment sink in the storage | EFREN / OMIE / GLEN | CM
MOBIL | YIGO NORTH | 39589 | Replace light fixture | ERWIN / RONALD | APPROVED 2045
MOBIL | YIGO NORTH | NA | Electrical works for Subway | ERWIN / RONALD | CAPEX
2026-03-06
PREVENTIVE MAINTENANCE
PROJECT | LOCATION | WO# | DESCRIPTION | TECH ASSIGNED | STATUS | JCF NUMBER
MOBIL | BARRIGADA | PM | Electrical Inspection, generator inspection, Smoke Detector Inspection, Airconditioning, Refrigeration & Walk in Cooler, Water System Inspection. | REY / NILO / SAM
MOBIL | TAMUNING | PM | Electrical Inspection, generator inspection, Smoke Detector Inspection, Airconditioning, Refrigeration & Walk in Cooler, Water System Inspection. | EFREN / OMIE / GLEN
MOBIL | ADELUP / AGANA | PM | Pay Gas n Go Touch Up, Gen. Bldg. & Typhoon shutter *NOTE: PLEASE PRIORITIZE PAINTING WORKS DURING FAIR/ GOOD WEATHER. | NORSON / CHRISTIAN / ARIEL
MOBIL | MANGILAO / SINAJANA | PM | LANDSCAPING PM | ONDI / SANTOCA / JULIUS
2026-03-06
OTHER PROJECTS
PROJECT | LOCATION | WO# | DESCRIPTION | TECH ASSIGNED | STATUS | JCF NUMBER
Inhouse | AGAT | NONE | Collection of trash | Edgar / Julius
ELC | ESS | NONE | ESS WORKS | BRYAN
ELC | REWINDING SHOP | NONE | Motor rewinding | DODONG / JP / GUAPE
ELC | WH1 | NONE | VARIOUS WORK | Ivan / Bayani
HKR |  |  |  | RENE / BERNE
HKR |  |  |  | KIMPEE / JOEL
HKR |  |  |  | ARNANI / MANNY
2026-03-09
MOBIL / HKR | MOBIL / HKR |  | PREPARE ALL MATERIAL | NELSON V.
2026-03-09
Works Orders (ASSESSMENTS & APPROVED)
PROJECT | LOCATION | WO# | DESCRIPTION | TECH ASSIGNED | STATUS | JCF NUMBER
GIAA | GIAA | NA | TRAINING FOR SIDA BADGE 0800 @CONFERENCE ROOM 3 BY THE CAFÉ | REY / NILO / SAM
MOBIL | LIGUAN | 39635 | Freezer door rubbber damaged. Needs to be replaced | REY / NILO / SAM | ASSESSMENT P4
MOBIL | BARRIGADA |  | RESTROOM Leaking
MOBIL | ADELUP | 39571 | waterproof roof slab | NORSON / CHRISTIAN / ARIEL | APPROVED 2042
MOBIL | AIRPORT | 39634 | To install the cable wire at the container | EFREN / OMIE / GLEN | ASSESSMENT P4
MOBIL | TAMUNING | 39629 | A shelf to be installed near air compressor | EFREN / OMIE / GLEN | ASSESSMENT P4
MOBIL | SINAJANA | 39600 | Cover for generator exhaust vent and thew wall next to the garbage bin | EFREN / OMIE / GLEN | APPROVED 2049
MOBIL |  | 39601 | Leak on faucet of the 3 compartment sink in the storage | EFREN / OMIE / GLEN | CM
MOBIL | YIGO NORTH | 39589 | Replace light fixture | ERWIN / RONALD | APPROVED 2045
MOBIL | YIGO NORTH | NA | Electrical works for Subway | ERWIN / RONALD | CAPEX
2026-03-09
PREVENTIVE MAINTENANCE
PROJECT | LOCATION | WO# | DESCRIPTION | TECH ASSIGNED | STATUS | JCF NUMBER
MOBIL | BARRIGADA | PM | Electrical Inspection, generator inspection, Smoke Detector Inspection, Airconditioning, Refrigeration & Walk in Cooler, Water System Inspection. | REY / SAM
MOBIL | TAMUNING | PM | Electrical Inspection, generator inspection, Smoke Detector Inspection, Airconditioning, Refrigeration & Walk in Cooler, Water System Inspection. | EFREN / OMIE / GLEN
MOBIL | ADELUP / AGANA | PM | Pay Gas n Go Touch Up, Gen. Bldg. & Typhoon shutter *NOTE: PLEASE PRIORITIZE PAINTING WORKS DURING FAIR/ GOOD WEATHER. | NORSON / CHRISTIAN / ARIEL
MOBIL | MANGILAO / SINAJANA | PM | LANDSCAPING PM | ONDI / SANTOCA / EFRAIM
2026-03-09
OTHER PROJECTS
PROJECT | LOCATION | WO# | DESCRIPTION | TECH ASSIGNED | STATUS | JCF NUMBER
Inhouse | AGAT | NONE | Collection of trash | Edgar / Julius
ELC | ESS | NONE | ESS WORKS | BRYAN
ELC | REWINDING SHOP | NONE | Motor rewinding | DODONG / JP / GUAPE
ELC | WH1 | NONE | VARIOUS WORK | Ivan / Bayani
HKR |  |  |  | RENE / BERNE
HKR |  |  |  | KIMPEE / JOEL
HKR |  |  |  | ARNANI / MANNY
2026-03-10
MOBIL / HKR | MOBIL / HKR |  | PREPARE ALL MATERIAL | NELSON V.
2026-03-10
Works Orders (ASSESSMENTS & APPROVED)
PROJECT | LOCATION | WO# | DESCRIPTION | TECH ASSIGNED | STATUS | JCF NUMBER
MOBIL | FATIMA | 39490 | 1 unit forecourt light above p1 to replace | ANTON / ERWIN / SAM | CM
MOBIL | YIGO NORTH | 39621 | Canopy light between p8 and p9 blinking to replace | ANTON / ERWIN / SAM | CM
MOBIL | YIGO NORTH | 39590 | Subway wall to repair | ANTON / ERWIN / SAM | APPROVED 2041
MOBIL | ADELUP | 39571 | waterproof roof slab | EFREN / GLEN / OMIE | APPROVED 2042
MOBIL | YONA | 39592 | Replace 27 gal air compressor | EFREN / GLEN / OMIE | APPROVED 2047
MOBIL | AIRPORT | 39671 | EZ Auto tire septic tank need to be siphoned / jetting | REY / RONALD | ASSESSMENT P4
MOBIL | AIRPORT | 39670 | Subway ceiling tiles need to be clean/replace and subway kitchen wall need to be repaint | REY / RONALD | ASSESSMENT P4
MOBIL | APRA HEIGHTS | 39586 | Replace start capacitor for air compressor | REY / RONALD | CM
2026-03-10
PREVENTIVE MAINTENANCE
PROJECT | LOCATION | WO# | DESCRIPTION | TECH ASSIGNED | STATUS | JCF NUMBER
MOBIL | FATIMA / YIGO PA | PM | Electrical Inspection, generator inspection, Smoke Detector Inspection, Airconditioning, Refrigeration & Walk in Cooler, Water System Inspection. | ANTON / ERWIN / SAM
MOBIL | ADELUP / YONA | PM | Electrical Inspection, generator inspection, Smoke Detector Inspection, Airconditioning, Refrigeration & Walk in Cooler, Water System Inspection. | EFREN / GLEN / OMIE
MOBIL | AIRPORT / AGANA | PM | Electrical Inspection, generator inspection, Smoke Detector Inspection, Airconditioning, Refrigeration & Walk in Cooler, Water System Inspection. | REY / RONALD
MOBIL | ADELUP / AGANA | PM | Pay Gas n Go Touch Up *NOTE: PLEASE PRIORITIZE PAINTING WORKS DURING FAIR/ GOOD WEATHER. | CHRISTIAN / ARIEL / IVAN
MOBIL | AGAT / APRA HEIGHTS | PM | General Curb, Parking, Bollards, Pay Gas & Go / C-Store Building & Fourecourt column painting | NORSON / ERIC / ARNANI
MOBIL | YONA / IPAN | PM | LANDSCAPING PM | ONDI / SANTOCA / EFRAIM
2026-03-10
OTHER PROJECTS
PROJECT | LOCATION | WO# | DESCRIPTION | TECH ASSIGNED | STATUS | JCF NUMBER
Inhouse | AGAT | NONE | Collection of trash | Edgar / Julius
ELC | ESS | NONE | ESS WORKS | BRYAN / NILO
ELC | REWINDING SHOP | NONE | Motor rewinding | DODONG / JP / GUAPE
ELC | WH1 | NONE | VARIOUS WORK | Bayani
HKR |  |  |  | RENE / BERNE
HKR |  |  |  | KIMPEE / JOEL / ROBERT
HKR |  |  |  | MANNY / ROGELIO
2026-03-11
MOBIL / HKR | MOBIL / HKR |  | PREPARE ALL MATERIAL | NELSON V.
2026-03-11
Works Orders (ASSESSMENTS & APPROVED)
PROJECT | LOCATION | WO# | DESCRIPTION | TECH ASSIGNED | STATUS | JCF NUMBER
MOBIL | UPPER TUMON | 39686 | Request to cover electrial outleti n the carwash area | EFREN / GLEN / RONALD | ASSESSMENT P4
MOBIL | ADELUP | 39571 | waterproof roof slab | EFREN / GLEN / RONALD | APPROVED 2042
MOBIL | BARRIGADA | 39647 | Bowl wax need to be replaced | REY / ERWIN / SAM | CM
MOBIL | BARRIGADA | 39559 | WO IS FOR YIGO PA SYNERGY WAVE SIGN.. NEED TO LOOK FOR PART AT BARRIGADA WH 9 AM | REY / ERWIN / SAM
MOBIL | LIGUAN | 39635 | Door rubber seal to be replaced, heater on drain line replace | REY / ERWIN / SAM | CM
MOBIL | FATIMA | 39688 | Generator exhaust found leaking water from roof | REY / ERWIN / SAM | ASSESSMENT P4
MOBIL | YIGO PA | 39683 | Generator room has rain water leaking on top of the main breaker and surge protector. (Soo) | REY / ERWIN / SAM | ASSSESSMENT P3
MOBIL |  | 39684 | Generator light switch needs to be relocated to door area. (Soo) | REY / ERWIN / SAM | ASSESSMENT P4
MOBIL |  | 39685 | Back building rain gutter rusted badly. Needs to be assessed. (Soo) | REY / ERWIN / SAM | ASSESSMENT P4
MOBIL | MANGILAO | 39687 | Air pump chuck broken | REY / ERWIN / SAM | ASSESSMENT P4
MOBIL | APRA HEIGHTS | 39586 | Replace start capacitor for air compressor | REY / ERWIN / SAM | CM
MOBIL | MAITE | 39378 | Replace floor tiles at storage room and bathroom | REY / ERWIN / SAM | APPROVED 2009
2026-03-11
PREVENTIVE MAINTENANCE
PROJECT | LOCATION | WO# | DESCRIPTION | TECH ASSIGNED | STATUS | JCF NUMBER
MOBIL | YSENGSONG / AGANA | PM | Electrical Inspection, generator inspection, Smoke Detector Inspection, Airconditioning, Refrigeration & Walk in Cooler, Water System Inspection. | EFREN / GLEN / RONALD
MOBIL | UPPER TUMON / AIRPORT | PM | Pay Gas n Go Touch Up *NOTE: PLEASE PRIORITIZE PAINTING WORKS DURING FAIR/ GOOD WEATHER. | CHRISTIAN / ARIEL / MARVIN
MOBIL | AGAT / APRA HEIGHTS | PM | General Curb, Parking, Bollards, Pay Gas & Go / C-Store Building & Fourecourt column painting | NORSON / ERIC / ARNANI / OMIE
MOBIL | APRA HEIGHTS / ADELUP | PM | LANDSCAPING PM | ONDI / SANTOCA / EFRAIM
2026-03-11
OTHER PROJECTS
PROJECT | LOCATION | WO# | DESCRIPTION | TECH ASSIGNED | STATUS | JCF NUMBER
Inhouse | ERI | NONE | PAGO BAY HOUSE LANDSCAPING | Edgar / Julius
ELC | ESS | NONE | ESS WORKS | BRYAN / NILO
ELC | REWINDING SHOP | NONE | Motor rewinding | DODONG / JP / GUAPE
ELC | WH1 | NONE | VARIOUS WORK | Bayani / IVAN
ELC |  |  | SEE ROMEO | ANTON
HKR |  |  |  | RENE / BERNE
HKR |  |  |  | KIMPEE / JOEL / ROBERT
HKR |  |  |  | MANNY / ROGELIO
2026-03-12
MOBIL / HKR | MOBIL / HKR |  | PREPARE ALL MATERIAL | NELSON V.
2026-03-12
Works Orders (ASSESSMENTS & APPROVED)
PROJECT | LOCATION | WO# | DESCRIPTION | TECH ASSIGNED | STATUS | JCF NUMBER
MOBIL | UPPER TUMON | 39701 | Air pump nozzle is not working properly | REY / ERWIN / GLEN | ASSESSMENT P4
MOBIL | FATIMA | 39704 | Sewage backing up in from mid floor area and back storage, and smells bad | REY / ERWIN / GLEN | ASSESSMENT P3
MOBIL | MANGILAO | 39696 | Ice Machine is not making ice need to check | REY / ERWIN / GLEN | ASSESSMENT P3
MOBIL | IPAN | 39585 | MID extra light is off | REY / ERWIN / GLEN | ASSESSNEBT P3
MOBIL | MAITE | 39378 | Replace floor tiles at storage room and bathroom | REY / ERWIN / GLEM | APPROVED 2009
MOBIL | ADELUP | 39699 | air hose leaking | REY / ERWIN /GLEN | ASSESSMENT P4
2026-03-12
PREVENTIVE MAINTENANCE
PROJECT | LOCATION | WO# | DESCRIPTION | TECH ASSIGNED | STATUS | JCF NUMBER
MOBIL | YSENGSONG / AGANA | PM | Electrical Inspection, generator inspection, Smoke Detector Inspection, Airconditioning, Refrigeration & Walk in Cooler, Water System Inspection. | EFREN / RONALD / RONEL
MOBIL | ADELUP / AGANA | PM | Pay Gas n Go Touch Up *NOTE: PLEASE PRIORITIZE PAINTING WORKS DURING FAIR/ GOOD WEATHER. | CHRISTIAN / ARIEL / MARVIN
MOBIL | AGAT / APRA HEIGHTS | PM | General Curb, Parking, Bollards, Pay Gas & Go / C-Store Building & Fourecourt column painting | NORSON / ERIC / ARNANI / OMIE
MOBIL | APRA HEIGHTS / ADELUP | PM | LANDSCAPING PM | ONDI / SANTOCA / EFRAIM / JULIUS
2026-03-12
OTHER PROJECTS
PROJECT | LOCATION | WO# | DESCRIPTION | TECH ASSIGNED | STATUS | JCF NUMBER
ELC | ESS | NONE | ESS WORKS | BRYAN / NILO
ELC | REWINDING SHOP | NONE | Motor rewinding | DODONG / JP / GUAPE
ELC | WH1 | NONE | VARIOUS WORK | Bayani / IVAN
ELC |  |  | SEE ROMEO | ANTON
HKR |  |  |  | RENE / BERNE
HKR |  |  |  | KIMPEE / JOEL / ROBERT
HKR |  |  |  | MANNY / ROGELIO
2026-03-13
MOBIL / HKR | MOBIL / HKR |  | PREPARE ALL MATERIAL | NELSON V.
2026-03-13
Works Orders (ASSESSMENTS & APPROVED)
PROJECT | LOCATION | WO# | DESCRIPTION | TECH ASSIGNED | STATUS | JCF NUMBER
MOBIL | MANGILAO | 39696 | Ice Machine is not making ice need to check | EFREN / RONEL | ASSESSMENT P3
MOBIL | MAITE | 39378 | Replace floor tiles at storage room and bathroom | EFREN / RONEL | APPROVED 2009
MOBIL | ADELUP | 39699 | air hose leaking | EFREN / RONEL | ASSESSMENT P4
MOBIL | UPPER TUMON | 39675 | generator battery need to replace | EFREN / RONEL | APPROVED 2065
MOBIL | UPPER TUMON | 39686 | replace gfci outlet with cover and lock | EFREN / RONEL | APPROVED 2066
MOBIL | FATIMA | 39688 | waterblast, seal off roof and apply waterproofing | REY / ERWIN / GLEN | APPROVED 2067
MOBIL | YIGO PA | 39683 | need to apply sealant on the gap of flashing inside | REY / ERWIN / GLEN | APPROVED 2053
MOBIL | YIGO PA | 39684 | relocate light switch | REY / ERWIN / GLEN | APPROVED 2068
MOBIL | TAMUNING | 39720 | Leaking in the electrical room at doorway area. Only happen when raining. Leaking from wall and there is big water puddle | RONALD / ANTON | ASSESSMENT P3
MOBIL | BARRIGADA HTS | 39719 | Air pump not working | RONALD / ANTON | ASSESSMENT P4
MOBIL | BARRIGADA HTS | 39711 | GFCI power outlet broken support need to be secured located at the former thebreak area | RONALD / ANTON | ASSESSMENT P4
MOBIL | AGANA | 39717 | There is bad smell coming from the toilet previously there is leaking and already fixed but the bad smell still there | RONALD / ANTON | ASSESSMENT P4
MOBIL | MAITE | 39721 | repaint on the curb for all Mcdonald's | RONALD / ANTON | ASSESSMENT P4
MOBIL | MAITE | 39713 | Men's restroom the fill valve need to replace as it is broken and stuck when someone flushes | RONALD / ANTON | ASSESS,EMT P4
MOBIL | MAITE | 39706 | One broken tiles under the sink in the male restroom | RONALD / ANTON | ASSESSMENT P4
2026-03-13
PREVENTIVE MAINTENANCE
PROJECT | LOCATION | WO# | DESCRIPTION | TECH ASSIGNED | STATUS | JCF NUMBER
MOBIL | MAITE / YSENGSONG | PM | Pay Gas n Go Touch Up *NOTE: PLEASE PRIORITIZE PAINTING WORKS DURING FAIR/ GOOD WEATHER. | CHRISTIAN / ARIEL / MARVIN
MOBIL | APRA HEIGHTS / ADELUP | PM | General Curb, Parking, Bollards, Pay Gas & Go / C-Store Building & Fourecourt column painting | NORSON / ERIC / ARNANI / OMIE
MOBIL | MAITE / YSENGSONG | PM | LANDSCAPING PM | ONDI / EFRAIM / JULIUS
2026-03-13
OTHER PROJECTS
PROJECT | LOCATION | WO# | DESCRIPTION | TECH ASSIGNED | STATUS | JCF NUMBER
ELC | ESS | NONE | ESS WORKS | BRYAN / NILO
ELC | REWINDING SHOP | NONE | Motor rewinding | DODONG / JP / GUAPE
ELC | WH1 | NONE | VARIOUS WORK | Bayani / IVAN
HKR |  |  |  | RENE / BERNE
HKR |  |  |  | KIMPEE / JOEL / ROBERT
HKR |  |  |  | MANNY / ROGELIO / ROGER
2026-03-16
MOBIL / HKR | MOBIL / HKR |  | PREPARE ALL MATERIAL | NELSON V.
2026-03-16
Works Orders (ASSESSMENTS & APPROVED)
PROJECT | LOCATION | WO# | DESCRIPTION | TECH ASSIGNED | STATUS | JCF NUMBER
MOBIL | MAITE | 39378 | Replace floor tiles at storage room and bathroom | REY / RONALD | APPROVED 2009
MOBIL | MAITE | 39343 | Install angle plate for typhoon shutters (PICK UP FROM BAYANI) | REY /RONALD | APPROVED 2001
MOBIL | BARRIGADA HTS | 39752 | UIC drain DW4 need to replace/fix the screen | REY / RONALD | CM
MOBIL | YSENGSONG | PM | UIC REPLACE SCREEN |  | PM
| YSENGSONG | 39750 | Aircon is not cooling at mart & office area(Chan) | EFREN / NILO / GLEN | CM
| YSENGSONG | 39751 | Rooftop-Water leaks at the walk-in cooler area, when rain pours | EFREN / NILO / GLEN | ASSESSMENT P4
MOBIL | YIGO NORTH | 39734 | p2 instruction overlay peeling,p3 instruction overlay peeling,p3 number #3 peeling,p4 instruction overlay peeling,p6 instruction overlay peeling(Ifa) | EFREN / NILO / GLEN | ASSESSMENT P4
| FATIMA | 39688 | waterblast, seal off roof and apply waterproofing | EFREN / NILO / GLEN | APPROVED 2067
MOBIL | UPPER TUMON | 39746 | Back sink faucet inside the store is dripping. Need refixing (Ifa) | EFREN / NILO / GLEN | ASSESSMENT P4
MOBIL | AIRPORT | 39747 | Cover for smoke detector fell off. (Ifa) | ERWIN / RONEL | ASSESSMENT P3
MOBIL | AGANA | 39735 | Restroom toilet seat is loose. Need refixing (Ifa) | ERWING / RONEL | CM
MOBIL | AGANA | 39748 | Tire inflator inflator is not making any sound when pumping the air or when the air is full. (Ifa) | ERWIN / RONEL | CM
2026-03-16
PREVENTIVE MAINTENANCE
PROJECT | LOCATION | WO# | DESCRIPTION | TECH ASSIGNED | STATUS | JCF NUMBER
MOBIL | UPPER TUMON / YIGO PA | PM | Pay Gas n Go Touch Up *NOTE: PLEASE PRIORITIZE PAINTING WORKS DURING FAIR/ GOOD WEATHER. | CHRISTIAN / ARIEL / OMIE
MOBIL | YIGO NORTH | PM | General Curb, Parking, Bollards, Pay Gas & Go | NORSON / ERIC / ARNANI
2026-03-16
OTHER PROJECTS
PROJECT | LOCATION | WO# | DESCRIPTION | TECH ASSIGNED | STATUS | JCF NUMBER
INHOUSE | WH2 |  | LANDSCAPING | JULIUS / EDGAR
ELC | ESS | NONE | ESS WORKS | BRYAN / MARVIN
ELC | REWINDING SHOP | NONE | Motor rewinding | DODONG / JP
ELC | WH1 | NONE | VARIOUS WORK | Bayani / IVAN
ELC | RINO'S GENERATOR |  | RINO'S GENSET INSTALL | ERWIN / RONEL
ELC | DONKI |  | DONKI ELEVATOR PM | GUAPE / JUN2
HKR |  |  |  | RENE / BERNE
HKR |  |  |  | KIMPEE / JOEL / ROBERT
HKR |  |  |  | MANNY / ROGELIO
2026-03-17
MOBIL / HKR | MOBIL / HKR |  | PREPARE ALL MATERIAL | NELSON V.
2026-03-17
Works Orders (ASSESSMENTS & APPROVED)
PROJECT | LOCATION | WO# | DESCRIPTION | TECH ASSIGNED | STATUS | JCF NUMBER
MOBIL | YIGO PA | 39559 | Add screw to Synergy Wave | REY / RONALD | APPROVED
MOBIL | BARRIGADA HTS | 39752 | UIC drain DW4 need to replace/fix the screen | REY / RONALD | CM
MOBIL | AGANA | 39735 | Restroom toilet seat is loose. Need refixing (Ifa) | REY / RONALD | CM
MOBIL | AGANA | 39748 | Tire inflator inflator is not making any sound when pumping the air or when the air is full. (Ifa) | REY / RONALD | CM
MOBIL | ANIGUA | 39609 | Replace floor vinyl floor tiles | REY / RONALD | APPROVED 2063
MOBIL | YSENGSONG | 39750 | Aircon is not cooling at mart & office area(Chan) | EFREN / NILO | CM
MOBIL | YSENGSONG | PM | UIC REPLACE SCREEN | EFREN / NILO | PM
MOBIL | MAITE / SINAJANA / AIRPORT | MULTIPLE WOs | WATERBLASTING WORKS (SEE JM) | ONDI / EFRAIM / SANTOCA | APPROVED WORK
2026-03-17
PREVENTIVE MAINTENANCE
PROJECT | LOCATION | WO# | DESCRIPTION | TECH ASSIGNED | STATUS | JCF NUMBER
MOBIL | UPPER TUMON / YIGO PA | PM | Pay Gas n Go Touch Up *NOTE: PLEASE PRIORITIZE PAINTING WORKS DURING FAIR/ GOOD WEATHER. | CHRISTIAN / ARIEL / GLEN
MOBIL | YIGO NORTH | PM | General Curb, Parking, Bollards, Pay Gas & Go | NORSON / ERIC / ARNANI
PROJECT | LOCATION | WO# | DESCRIPTION | TECH ASSIGNED | STATUS | JCF NUMBER
INHOUSE | WH2 |  | LANDSCAPING | JULIUS / EDGAR
ELC | ESS | NONE | ESS WORKS | BRYAN / MARVIN
ELC | REWINDING SHOP | NONE | Motor rewinding | DODONG
ELC | WH1 | NONE | VARIOUS WORK | Bayani / IVAN
ELC | RINO'S GENERATOR |  | RINO'S GENSET INSTALL | ERWIN / RONEL
ELC | Fish Eye |  | DONKI ELEVATOR PM | GUAPE / JUN2 / JP
HKR |  |  |  | RENE / BERNE
HKR |  |  |  | KIMPEE / JOEL / ROBERT
HKR |  |  |  | MANNY / ROGELIO / OMIE
2026-03-18
MOBIL / HKR | MOBIL / HKR |  | PREPARE ALL MATERIAL | NELSON V.
2026-03-18
Works Orders (ASSESSMENTS & APPROVED)
PROJECT | LOCATION | WO# | DESCRIPTION | TECH ASSIGNED | STATUS | JCF NUMBER
MOBIL | ANIGUA | 39609 | Replace floor vinyl floor tiles | REY / RONALD | APPROVED 2063
MOBIL | ANIGUA | 39776 | 2x trash bins near p3/4 & p7/8 found broken (VL) replacement needed | REY / RONALD | ASSESSMENT P4
MOBIL | ADELUP | 39767 | P2, P4 & P13 the mobil signage at the canopy light is not working. (SW) | REY / RONALD | ASSESSMENT P4
MOBIL | MAITE | 39774 | air pump chuck broken (VL) | REY / RONALD | ASSESSMENT P4
MOBIL | LIGUAN | 39635 | Freezer rubber door seal to be replaced | EFREN / NILO | CM
MOBIL | YSENGSONG | 39751 | Add sealant to roof joints (CALL GEORGE) | EFREN / NILO | APPROVED 2072
MOBIL | YIGO NORTH | 39777 | soda fountain @ subway - drainage needs to be cleaned (VL) | EFREN / NILO | ASSESSMENT P4
MOBIL | YIGO NORTH | 39770 | drive thru near subway restaurant to be water blast (VL) | EFREN / NILO | ASSESSMENT P4
MOBIL | MAITE / SINAJANA / AIRPORT | MULTIPLE WOs | WATERBLASTING WORKS (SEE JM) | ONDI / EFRAIM / SANTOCA | APPROVED WORK
2026-03-18
PREVENTIVE MAINTENANCE
PROJECT | LOCATION | WO# | DESCRIPTION | TECH ASSIGNED | STATUS | JCF NUMBER
MOBIL | YIGO PA / YSENGSONG | PM | Pay Gas n Go Touch Up *NOTE: PLEASE PRIORITIZE PAINTING WORKS DURING FAIR/ GOOD WEATHER. | CHRISTIAN / ARIEL / GLEN
MOBIL | YIGO NORTH | PM | General Curb, Parking, Bollards, Pay Gas & Go | NORSON / ERIC / ARNANI
2026-03-18
PROJECT | LOCATION | WO# | DESCRIPTION | TECH ASSIGNED | STATUS | JCF NUMBER
INHOUSE | WH2 |  | LANDSCAPING | JULIUS / EDGAR
ELC | ESS | NONE | ESS WORKS | BRYAN
ELC | REWINDING SHOP | NONE | Motor rewinding | DODONG / JP / GUAPE
ELC | WH1 | NONE | VARIOUS WORK | Bayani / IVAN
ELC | RINO'S GENERATOR |  | RINO'S GENSET INSTALL | ERWIN / RONEL
HKR |  |  |  | RENE / BERNE
HKR |  |  |  | KIMPEE / JOEL / ROBERT
HKR |  |  |  | MANNY / ROGELIO / OMIE
2026-03-19
MOBIL / HKR | MOBIL / HKR |  | PREPARE ALL MATERIAL | NELSON V.
2026-03-19
Works Orders (ASSESSMENTS & APPROVED)
PROJECT | LOCATION | WO# | DESCRIPTION | TECH ASSIGNED | STATUS | JCF NUMBER
ONIGIRI | Barrigada Heights | NONE | Install 2ea 220V Outlets for Onigiri | Efren / Nilo
2026-03-19
PREVENTIVE MAINTENANCE
PROJECT | LOCATION | WO# | DESCRIPTION | TECH ASSIGNED | STATUS | JCF NUMBER
MOBIL | YSENGSONG | PM | Pay Gas n Go Touch Up *NOTE: PLEASE PRIORITIZE PAINTING WORKS DURING FAIR/ GOOD WEATHER. | CHRISTIAN / ARIEL / GLEN
MOBIL | YIGO NORTH | PM | General Curb, Parking, Bollards, Pay Gas & Go / C-Store Building & Fourecourt column painting | NORSON / ERIC / ARNANI
2026-03-19
PROJECT | LOCATION | WO# | DESCRIPTION | TECH ASSIGNED | STATUS | JCF NUMBER
INHOUSE | WH2 |  | LANDSCAPING | JULIUS / EDGAR
INHOUSE | HQ |  | BREAK DOWN PARTS ROOM, INSTALL CHAINLINK | ONDI / EFRAIM
INHOUSE | Agat Apartment I7 |  | UNIT 2, CEILING LEAKING IN BATHROOM | REY / RONALD
INHOUSE | Agat Apartment Kimchee |  | AC leaking in one of the units | REY / RONALD
ELC | ESS | NONE | ESS WORKS | BRYAN
ELC | REWINDING SHOP | NONE | Motor rewinding | DODONG / JP / GUAPE
ELC | WH1 | NONE | VARIOUS WORK | Bayani / IVAN
ELC | RINO'S GENERATOR |  | RINO'S GENSET INSTALL | ERWIN / RONEL
HKR |  |  |  | RENE / BERNIE
HKR |  |  |  | KIMPEE / JOEL / ROBERT
HKR |  |  |  | MANNY / ROGELIO / OMIE
2026-03-20
MOBIL / HKR | MOBIL / HKR |  | PREPARE ALL MATERIAL | NELSON V.
2026-03-20
Works Orders (ASSESSMENTS & APPROVED)
PROJECT | LOCATION | WO# | DESCRIPTION | TECH ASSIGNED | STATUS | JCF NUMBER
MOBIL | YIGO NORTH | 39793 | Carwash drainage clogged, drain very slowly (CH) | EFREN / NILO | ASSESSMENT P4
MOBIL | LIGUAN | 39800 | UIC Steel grating needs to be fixed. (damaged(Chan) | EFREN / NILO | ASSESSMENT P4
MOBIL | MAITE | 39796 | McDonald need to replace the flexible rubber coupling 2inc diameter 4in long for their washing machine drainage pipe (Ifa) | EFREN / NILO | ASSESSMENT P3
MOBIL | MAITE | 39802 | water faucet at air gauge is leaking water(Chan) | EFREN / NILO | ASSESSMENT P4
MOBIL | TAMUNING | 39720 | Need to seal hole from ceiling | EFREN / NILO | APPROVED 2071
MOBIL | AIRPORT | 39803 | Outside C-Store ceiling has molds and algae, potential Public Health issue(Chan) | EFREN / NILO | ASSESSMENT P3
2026-03-20
PREVENTIVE MAINTENANCE
PROJECT | LOCATION | WO# | DESCRIPTION | TECH ASSIGNED | STATUS | JCF NUMBER
MOBIL | MANGILAO | PM | General Curb, Parking, Bollards, Pay Gas & Go | CHRISTIAN / ARIEL / GLEN
MOBIL | YIGO NORTH / LIGUAN | PM | General Curb, Parking, Bollards, Pay Gas & Go / C-Store Building & Fourecourt column painting | NORSON / ERIC / ARNANI /MARVIN
2026-03-20
PROJECT | LOCATION | WO# | DESCRIPTION | TECH ASSIGNED | STATUS | JCF NUMBER
INHOUSE | WH2 |  | LANDSCAPING | JULIUS / EDGAR
INHOUSE | HQ |  | BREAK DOWN PARTS ROOM, INSTALL CHAINLINK | ONDI / EFRAIM
INHOUSE | Agat Apartment I7 |  | UNIT 2, CEILING LEAKING IN BATHROOM | REY / RONALD
INHOUSE | Agat Apartment Kimchee |  | AC Replacement | REY / RONALD
ELC | ESS | NONE | ESS WORKS | BRYAN
ELC | REWINDING SHOP | NONE | Motor rewinding | DODONG / JP / GUAPE
ELC | WH1 | NONE | VARIOUS WORK | Bayani / IVAN
ELC | RINO'S GENERATOR |  | RINO'S GENSET INSTALL | ERWIN / RONEL
HKR |  |  |  | RENE / BERNIE
HKR |  |  |  | KIMPEE / JOEL / ROBERT
HKR |  |  |  | MANNY / ROGELIO / OMIE
2026-03-23
MOBIL / HKR | MOBIL / HKR |  | PREPARE ALL MATERIAL | NELSON V.
2026-03-23
Works Orders (ASSESSMENTS & APPROVED)
PROJECT | LOCATION | WO# | DESCRIPTION | TECH ASSIGNED | STATUS | JCF NUMBER
MOBIL | YIGO NORTH | 39793 | Carwash drainage clogged, drain very slowly (CH) | EFREN / NILO | ASSESSMENT P4
MOBIL | YIGO NORTH | 39777 | Soda fountain drain needs to be cleaned | EFREN / NILO | APPROVED 2081
MOBIL | YSENGSONG | 39809 | UIC metal grid behind the c-store. | EFREN / NILO | ASSESSMENT P4
MOBIL | LIGUAN | 39800 | Refurbish steel grating for storm drain | EFREN / NILO | APPROVED 2087
MOBIL | BARRIGADA | NONE |  | EFREN / NILO
MOBIL | AIRPORT | 39803 | Outside C-Store ceiling has molds and algae, potential Public Health issue(Chan) | EFREN / NILO | ASSESSMENT P3
MOBIL | AGAT IOB | 39821 | toilet difficult to flush & slow to fill (VL) only one | REY / RONALD | ASSESSMENT P3
MOBIL | AGAT IOB | 39820 | air pump compressor found belt broken (VL) | REY / RONALD | ASSESSMENT P3
MOBIL | SINAJANA | 39834 | busted canopy light between p4 and p7 (VL) | REY / RONALD | ASSESSMENT P4
2026-03-23
PREVENTIVE MAINTENANCE
PROJECT | LOCATION | WO# | DESCRIPTION | TECH ASSIGNED | STATUS | JCF NUMBER
MOBIL | MAITE | PM | TRIM PLANTS ALONG MCDO DRIVE THRU | ONDI / EFRAIM
MOBIL | MANGILAO | PM | General Curb, Parking, Bollards, Pay Gas & Go | CHRISTIAN / ARIEL / GLEN
MOBIL | LIGUAN | PM | General Curb, Parking, Bollards, Pay Gas & Go / C-Store Building & Fourecourt column painting | NORSON / ERIC / ARNANI
2026-03-23
PROJECT | LOCATION | WO# | DESCRIPTION | TECH ASSIGNED | STATUS | JCF NUMBER
INHOUSE | HQ |  | BREAK DOWN PARTS ROOM, INSTALL CHAINLINK | IVAN / ONDI / EFRAIM
INHOUSE | AGAT APARTMENT |  | UNIT 2, TOILET CLOGGED | REY / RONALD
INHOUSE | Agat Apartment Kimchee |  | AC Replacement | REY / RONALD
ELC | ESS | NONE | ESS WORKS | BRYAN / MARVIN
ELC | REWINDING SHOP | NONE | Motor rewinding | DODONG / JP / GUAPE
ELC | WH1 | NONE | VARIOUS WORK | Bayani / IVAN
ELC | RINO'S GENERATOR |  | RINO'S GENSET INSTALL | ERWIN / RONEL
HKR |  |  |  | RENE / BERNIE
HKR |  |  |  | KIMPEE / JOEL / ROBERT
HKR |  |  |  | MANNY / ROGELIO / OMIE
2026-03-24
MOBIL / HKR | MOBIL / HKR |  | PREPARE ALL MATERIAL | NELSON V.
2026-03-24
Works Orders (ASSESSMENTS & APPROVED)
PROJECT | LOCATION | WO# | DESCRIPTION | TECH ASSIGNED | STATUS | JCF NUMBER
MOBIL | UPPER TUMON | 39842 | left side of the front entrance door has came off , site only using the right hand side now , site requested to fix it urgently (Soo) | EFREN / NILO | ASSESSMENT P3
MOBIL | YSENGSONG | 39809 | UIC metal grid behind the c-store. | EFREN / NILO | ASSESSMENT P4
MOBIL | LIGUAN | 39800 | Refurbish steel grating for storm drain | EFREN / NILO | APPROVED 2087
MOBIL | SINAJANA | 39843 | A/C unit in the carwash equipment room is leaking (VL) | EFREN / NILO | ASSESSMENT P3
MOBIL | AIRPORT | 39803 | Outside C-Store ceiling has molds and algae, potential Public Health issue(Chan) | EFREN / NILO | ASSESSMENT P3
MOBIL | AGAT IOB | 39821 | toilet difficult to flush & slow to fill (VL) only one | REY / RONALD | CM
MOBIL | IPAN | 39814 | Requesting to cover the hole on the wall near the ice machine(Chan) | REY / RONALD | ASSESSMENT P4
MOBIL | YONA | 39844 | air and water unit hose is leaking (VL) | REY / RONALD | ASSESSMENT P4
MOBIL | YONA | 39807 | AND VENT PIPE TO BE COVERED BY END CAP | REY / RONALD | APPROVED 2090
MOBIL | YONA | 39806 | 2" pvc pipe need to cover on top of ice machine | REY / RONALD | APPROVED 2089
MOBIL | MANGILAO | 39849 | aircond inside the office is not working (Soo) | REY / RONALD | ASSESSMENT P3
2026-03-24
PREVENTIVE MAINTENANCE
PROJECT | LOCATION | WO# | DESCRIPTION | TECH ASSIGNED | STATUS | JCF NUMBER
MOBIL | MANGILAO / MAITE | PM | General Curb, Parking, Bollards, Pay Gas & Go | CHRISTIAN / ARIEL / GLEN
MOBIL | LIGUAN | PM | General Curb, Parking, Bollards, Pay Gas & Go / C-Store Building & Fourecourt column painting | NORSON / ERIC / ARNANI / MARVIN
2026-03-24
PROJECT | LOCATION | WO# | DESCRIPTION | TECH ASSIGNED | STATUS | JCF NUMBER
INHOUSE | HQ |  | BREAK DOWN PARTS ROOM, INSTALL CHAINLINK | IVAN / ONDI / EFRAIM
ELC | ESS | NONE | ESS WORKS | BRYAN
ELC | REWINDING SHOP | NONE | Motor rewinding | DODONG / JP / GUAPE
ELC | WH1 | NONE | VARIOUS WORK | Bayani / IVAN
ELC | RINO'S GENERATOR |  | RINO'S GENSET INSTALL | ERWIN / RONEL
HKR |  |  |  | RENE / BERNIE
HKR |  |  |  | KIMPEE / JOEL / ROBERT
HKR |  |  |  | MANNY / OMIE
HKR |  |  |  | ROGELIO / ANTON
2026-03-25
MOBIL / HKR | MOBIL / HKR |  | PREPARE ALL MATERIAL | NELSON V.
2026-03-26
Works Orders (ASSESSMENTS & APPROVED)
PROJECT | LOCATION | WO# | DESCRIPTION | TECH ASSIGNED | STATUS | JCF NUMBER
MOBIL | AGANA | 39783 | Repair the fascia logo lights. For further assessment | Nilo / Ronald / Anton | ASSESSMENT P4
MOBIL | IPAN | 39814 | To install blank cover plate | Nilo / Ronald | APPROVED 2093
MOBIL | YSENGSONG | 39809 | UIC metal grid to be repaired | Nilo / Ronald | ASSESSMENT P4
2026-03-26
PREVENTIVE MAINTENANCE
PROJECT | LOCATION | WO# | DESCRIPTION | TECH ASSIGNED | STATUS | JCF NUMBER
MOBIL | MANGILAO / MAITE | PM | General Curb, Parking, Bollards, Pay Gas & Go | CHRISTIAN / ARIEL / GLEN
MOBIL | APRA HEIGHTS | PM | C-Store Building & Fourecourt column painting | NORSON / ERIC / ARNANI
2026-03-26
PROJECT | LOCATION | WO# | DESCRIPTION | TECH ASSIGNED | STATUS | JCF NUMBER
INHOUSE | ERI LATTE HEIGHTS HOUSE |  | LANDSCAPING | ONDI / EFRAIM
INHOUSE | HQ AND WH1 TRASH |  |  | EDGAR / JULIUS / SANTOCA
INHOUSE | HQ |  | BREAK DOWN PARTS ROOM, INSTALL CHAINLINK | IVAN / ONDI / EFRAIM
ELC | ESS | NONE | ESS WORKS | BRYAN
ELC | REWINDING SHOP | NONE | Motor rewinding | DODONG / JP / GUAPE
ELC | WH1 | NONE | VARIOUS WORK | Bayani / IVAN
ELC | RINO'S GENERATOR |  | RINO'S GENSET INSTALL | ERWIN / RONEL / MARVIN
HKR |  |  |  | RENE / BERNIE
HKR |  |  |  | KIMPEE / JOEL / ROBERT
HKR |  |  |  | MANNY / OMIE / ARNANI
HKR |  |  |  | ROGELIO / EFREN
2026-03-27
MOBIL / HKR | MOBIL / HKR |  | PREPARE ALL MATERIAL | NELSON V.
2026-03-27
Works Orders (ASSESSMENTS & APPROVED)
PROJECT | LOCATION | WO# | DESCRIPTION | TECH ASSIGNED | STATUS | JCF NUMBER
MOBIL | MAITE | 39890 | Mcdonald drain is not working properly and leaking on the floor | Nilo / Rey | ASSESSMENT P3
MOBIL | YIGO PA | 39866 | To clean and remove dirt and debris at the uic storm grating and screen | Nilo / Rey | APPROVED 2094
2026-03-27
PREVENTIVE MAINTENANCE
PROJECT | LOCATION | WO# | DESCRIPTION | TECH ASSIGNED | STATUS | JCF NUMBER
MOBIL | MAITE | PM | General Curb, Parking, Bollards, Pay Gas & Go | CHRISTIAN / ARIEL / GLEN
MOBIL | SINAJANA | PM | General Curb, Parking, Bollards, Pay Gas & Go | NORSON / ARNANI
MOBIL |  | PM | C-Store Building & Fourecourt column painting / General Curb, Parking, Bollards, Pay Gas & Go (WATERBLASTING ONLY) | ERIC / MARVIN
2026-03-27
PROJECT | LOCATION | WO# | DESCRIPTION | TECH ASSIGNED | STATUS | JCF NUMBER
INHOUSE | ERI LATTE HEIGHTS HOUSE |  | LANDSCAPING | ONDI / EFRAIM
ELC | ESS | NONE | ESS WORKS | BRYAN
ELC | REWINDING SHOP | NONE | Motor rewinding | DODONG / JP / GUAPE
ELC | WH1 | NONE | VARIOUS WORK | Bayani / Raul
ELC | RINO'S GENERATOR |  | RINO'S GENSET INSTALL | ERWIN / RONEL / RONALD
HKR |  |  |  | RENE / BERNIE
HKR |  |  |  | KIMPEE / JOEL / ROBERT
HKR |  |  |  | MANNY / OMIE
HKR |  |  |  | ROGELIO / EFREN
2026-03-30
MOBIL / HKR | MOBIL / HKR |  | PREPARE ALL MATERIAL | NELSON V.
2026-03-30
Works Orders (ASSESSMENTS & APPROVED)
PROJECT | LOCATION | WO# | DESCRIPTION | TECH ASSIGNED | STATUS | JCF NUMBER
MOBIL | YIGO NORTH | 39900 | 1. DryWall needs replacing and fixing (Old Chatime Front Area) 2. Leaking found in the same area (Soo) | Rey / Ronald | ASSESSMENT P4
MOBIL | AGANA | 39911 | air pump hose cracked (VL) | Rey / Ronald | ASSESSMENT P4
MOBIL | YONA | 39902 | c-store air conditioner is making loud noise (VL) | Rey / Ronald | ASSESSMENT P3
MOBIL | ANIGUA | 39591 | Install 18k BTU | Rey / Ronald | APPROVED 2038
2026-03-30
PREVENTIVE MAINTENANCE
PROJECT | LOCATION | WO# | DESCRIPTION | TECH ASSIGNED | STATUS | JCF NUMBER
MOBIL | AIRPORT | PM | General Curb, Parking, Bollards, Pay Gas & Go | CHRISTIAN / ARIEL / GLEN
MOBIL | BARRIGADA HEIGHTS | PM | C-Store Building & Fourecourt column painting / General Curb, Parking, Bollards, Pay Gas & Go (WATERBLASTING ONLY) | ONDI / EFRAIM
MOBIL | ADELUP | PM | C-Store Building & Fourecourt column painting / General Curb, Parking, Bollards, Pay Gas & Go | ERIC / MARVIN / NORSON / ARNANI
2026-03-30
PROJECT | LOCATION | WO# | DESCRIPTION | TECH ASSIGNED | STATUS | JCF NUMBER
INHOUSE | ERI LATTE HEIGHTS HOUSE |  | LANDSCAPING | ONDI / EFRAIM
ELC | ESS | NONE | ESS WORKS | BRYAN
ELC | REWINDING SHOP | NONE | Motor rewinding | DODONG / JP / GUAPE
ELC | WH1 | NONE | VARIOUS WORK | Bayani / Nilo
ELC | RINO'S GENERATOR |  | RINO'S GENSET INSTALL | ERWIN / RONEL
HKR |  |  |  | RENE / BERNIE
HKR |  |  |  | KIMPEE / JOEL / ROBERT
HKR |  |  |  | MANNY / OMIE
HKR |  |  |  | ROGELIO / EFREN
HKR | GFA |  |  | ANTON
2026-03-31
MOBIL / HKR | MOBIL / HKR |  | PREPARE ALL MATERIAL | NELSON V.
2026-03-31
Works Orders (ASSESSMENTS & APPROVED)
PROJECT | LOCATION | WO# | DESCRIPTION | TECH ASSIGNED | STATUS | JCF NUMBER
MOBIL | BARRIGADA HTS | 39865 | Extend catch try and seal rook | REY / RONALD | APPROVED 2095
MOBIL | MAITE | 39891 | Replace angle valve | REY / RONALD | CM
MOBIL | SINAJANA | 39931 | Ice machine is not dispensing ice.(Ifa) | REY / RONALD | ASSESSMENT P3
MOBIL | TAMUNING | 39932 | The perimeter outlet box need to be lock. The padlock is missing and need to be replace(Ifa) | REY / RONALD | ASSESSMENT P4
MOBIL | UPPER TUMON | 39933 | Requesting an Illuminated EXIT Sign ( storage exit door). As per GFD requirement(Chan) | REY / RONALD | ASSESSMENT P4
MOBIL | AIRPORT | 39670 | Barrett Plumbing to pump out septic tank | GEORGE | APPROVED 2060
MOBIL | YSENGSONG | 38969 | To repair typhoon shutters | RAUL / IVAN / ONDI / ARNANI | APPROVED 2050
2026-03-31
PREVENTIVE MAINTENANCE
PROJECT | LOCATION | WO# | DESCRIPTION | TECH ASSIGNED | STATUS | JCF NUMBER
MOBIL | AIRPORT | PM | General Curb, Parking, Bollards, Pay Gas & Go | CHRISTIAN / ARIEL / GLEN
MOBIL | AGANA | PM | C-Store Building & Fourecourt column painting / General Curb, Parking, Bollards, Pay Gas & Go (WATERBLASTING ONLY) | ONDI / EFRAIM
MOBIL | ADELUP | PM | C-Store Building & Fourecourt column painting / General Curb, Parking, Bollards, Pay Gas & Go | ERIC / MARVIN / NORSON / SANTOCA
2026-03-31
PROJECT | LOCATION | WO# | DESCRIPTION | TECH ASSIGNED | STATUS | JCF NUMBER
ELC | ESS | NONE | ESS WORKS | BRYAN
ELC | REWINDING SHOP | NONE | Motor rewinding | DODONG / JP / GUAPE
ELC | WH1 | NONE | VARIOUS WORK | Bayani
ELC | RINO'S GENERATOR |  | RINO'S GENSET INSTALL | ERWIN / RONEL
HKR |  |  |  | RENE / BERNIE
HKR |  |  |  | KIMPEE / JOEL / ROBERT
HKR |  |  |  | MANNY / OMIE
HKR |  |  |  | ROGELIO / EFREN
HKR |  |  |  | ANTON
2026-04-01
MOBIL / HKR | MOBIL / HKR |  | PREPARE ALL MATERIAL | NELSON V.
2026-04-01
Works Orders (ASSESSMENTS & APPROVED)
PROJECT | LOCATION | WO# | DESCRIPTION | TECH ASSIGNED | STATUS | JCF NUMBER
MOBIL | FATIMA | 39948 | Smoke detector inside store is beeping loudly but there is no smoke detected (Ifa) | LAWRENCE / REY / ARNANI | ASSESSMENT P3
MOBIL | FATIMA | 39945 | Check on AC Tstat from last night | LAWRENCE / REY / ARNANI | ASSESSMENT P2
MOBIL | YIGO NORTH | 39939 | glass window has a hole, silicon came out (JIM) | LAWRENCE / REY / ARNANI | ASSESSMENT P4
2026-04-01
PREVENTIVE MAINTENANCE
PROJECT | LOCATION | WO# | DESCRIPTION | TECH ASSIGNED | STATUS | JCF NUMBER
MOBIL | FATIMA / YIGO NORTH | PM | Electrical Inspection, generator inspection, Smoke Detector Inspection, Airconditioning, Refrigeration & Walk in Cooler, Water System Inspection. | LAWRENCE / REY / ARNANI
MOBIL | AGAT IOB / APRA HEIGHTS |  | Electrical Inspection, generator inspection, Smoke Detector Inspection, Airconditioning, Refrigeration & Walk in Cooler, Water System Inspection. | RONALD / MANNY / ROGELIO
MOBIL | AIRPORT / TAMUNING | PM | Bollards and Pay Gas N Go Touch up paint | CHRISTIAN / ARIEL / GLEN
MOBIL | ADELUP / AGANA | PM | C-Store Building & Fourecourt column painting / General Curb, Parking, Bollards, Pay Gas & Go | ONDI / MARVIN / NORSON / OMIE
MOBIL | MAITE | PM | LANDSCAPING | EFRAIM / IVAN / SANTOCA
2026-04-01
PROJECT | LOCATION | WO# | DESCRIPTION | TECH ASSIGNED | STATUS | JCF NUMBER
INHOUSE | HQ | NONE | SOLAR | BRYAN / NILO
ELC | REWINDING SHOP | NONE | Motor rewinding | DODONG / JP / GUAPE
ELC | WH1 | NONE | VARIOUS WORK | Bayani / Raul
ELC | RINO'S GENERATOR |  | RINO'S GENSET INSTALL | ERWIN / RONEL
HKR |  |  |  | RENE / ERIC / EFREN
HKR |  |  |  | KIMPEE / JOEL
HTC |  |  |  | ANTON
NEED TO PREPARE MATERIALS
PROJECT | LOCATION | WO# | DESCRIPTION | TECH ASSIGNED | STATUS
MOBIL | AIRPORT | 39671 | To replace subway ceiling tiles and to repaint wall at the kitchen area | REY / RONALD | To be scheduled
MOBIL | YIGO PA | 39685 | To replace rusted and damaged gutter at the back office area | REY / ERWIN | To be scheduled
MOBIL | MAITE | 39769 | To trench, and install new ice machine drainage pipe due to an existing hole, causing water leak | REY / RONALD | To be scheduled
MOBIL | YIGO NORTH | 39900 | Seal cracks and hole between roof slab and wall joints and to replace damaged drywall partition by cha time | REY / RONALD | SCHEDULED 4/1/2026
2026-04-02
MOBIL / HKR | MOBIL / HKR |  | PREPARE ALL MATERIAL | NELSON V.
2026-04-02
Works Orders (ASSESSMENTS & APPROVED)
PROJECT | LOCATION | WO# | DESCRIPTION | TECH ASSIGNED | STATUS | JCF NUMBER
MOBIL | FATIMA | 39962 | Cstore AC not cold, now is warm inside | REY / EFREN / LAWRENCE | ASSESSMENT P2
MOBIL | FATIMA | 39963 | the Air & Water unit the hose is leaking. (Soo) | REY / LAWRENCE | ASSESSMENT P4
MOBIL | YSENGSONG | 38969 | To chip concrete for typhoon shutter | IVAN | APPROVED 2050
MOBIL | YIGO NORTH | 39900 | To apply epoxy on roof and repair drywall | ARNANI / ROBERT / OMIE | APPROVED 2098
2026-04-02
PREVENTIVE MAINTENANCE
PROJECT | LOCATION | WO# | DESCRIPTION | TECH ASSIGNED | STATUS | JCF NUMBER
MOBIL | FATIMA / YIGO PA | PM | Electrical Inspection, generator inspection, Smoke Detector Inspection, Airconditioning, Refrigeration & Walk in Cooler, Water System Inspection. | LAWRENCE / REY
MOBIL | ANIGUA / AGANA / SINAJANA | PM | Electrical Inspection, generator inspection, Smoke Detector Inspection, Airconditioning, Refrigeration & Walk in Cooler, Water System Inspection. | MANNY / ROGELIO
MOBIL | UPPER TUMON | PM | Pay Gas n Go Touch Up, Gen. Bldg. & Typhoon shutter *NOTE: PLEASE PRIORITIZE PAINTING WORKS DURING FAIR/ GOOD WEATHER. | CHRISTIAN / ARIEL / GLEN
MOBIL | AGANA | PM | C-Store Building & Fourecourt column painting / Pay Gas & Go | RONALD / MARVIN / NORSON
MOBIL | YSENGSONG | PM | LANDSCAPING | EFRAIM / IVAN / SANTOCA
2026-04-02
PROJECT | LOCATION | WO# | DESCRIPTION | TECH ASSIGNED | STATUS | JCF NUMBER
INHOUSE | HQ | NONE | SOLAR | BRYAN NILO
ELC | REWINDING SHOP | NONE | Motor rewinding | DODONG / JP / GUAPE
ELC | WH1 | NONE | VARIOUS WORK | Bayani / Raul
ELC | RINO'S GENERATOR |  | RINO'S GENSET INSTALL | ERWIN / RONEL / ONDI
HKR |  |  |  | RENE / ERIC / EFREN
HKR |  |  |  | KIMPEE / JOEL
HTC |  |  |  | ANTON
2026-04-06
MOBIL / HKR | MOBIL / HKR |  | PREPARE ALL MATERIAL | NELSON V.
2026-04-06
Works Orders (ASSESSMENTS & APPROVED)
PROJECT | LOCATION | WO# | DESCRIPTION | TECH ASSIGNED | STATUS | JCF NUMBER
MOBIL | YSENGSONG | 38969 | To install typhoon shutters | IVAN / RAUL / BAYANI / ONDI | APPROVED 2050
MOBIL | AIRPORT | 39670 | Siphon and Jetting of Septic at EZ Tire & Lube (Barrett) | GEORGE / JM | APPROVED 2060
MOBIL | AIRPORT | 39942 | Replace tiles and ABS cap at EZ tire & lube restroom | ROBERT / OMIE / ARNANI | APPROVED 2107
MOBIL | AIRPORT | 39941 | Dispose of absorbent pads | ROBERT / OMIE / ARNANI | APPROVED 2103
MOBIL | AIRPORT | 39634 | To chip and apply concerete for foundation of cable for container | ROBERT / OMIE / ARNANI | APPROVED 2052
MOBIL | AIRPORT | 39957 | Subway faucet is leaking water | ROBERT / OMIE / ARNANI | ASSESSMENT P4
MOBIL | FATIMA | 39964 | Change Tstat | REY / LAWRENCE | CM
MOBIL | UPPER TUMON | 39933 | To install illuminated Exit Sign | REY / LAWRENCE | APPROVED 2105
MOBIL | YIGO NORTH | 39958 | Door hinge and handle for the main breaker for Subway and Cstore needs to be replaced(Chan) | REY / LAWRENCE | ASSESSMENT P4
MOBIL | YIGO NORTH | 39959 | Replace carwash spotlights with LED spotlights. 3 spotlights total(Chan) | REY / LAWRENCE | ASSESSMENT P4
MOBIL | YIGO NORTH | 39960 | Install mesh screen on Generator door(Chan) | REY / LAWRENCE | ASSESSMENT P4
MOBIL | YIGO NORTH | 39985 | Male toilet bowl flush is not working | REY / LAWRENCE | ASSESSMENT P3
MOBIL | YIGO NORTH | 39939 | Seal gap on glass window | REY / LAWRENCE | APPROVED 2110
MOBIL | MAITE | 39990 | Mcdonald replacement of sink strainer commercial, fabrication of grease trap base (JIM) | NILO / RONALD | ASSESSMENT P4
MOBIL | SINAJANA | 40001 | Tyre air pump, it is out of order because the pin is loose | NILO / RONALD | ASSESSMENT P4
2026-04-06
PREVENTIVE MAINTENANCE
PROJECT | LOCATION | WO# | DESCRIPTION | TECH ASSIGNED | STATUS | JCF NUMBER
MOBIL | YIGO PA | PM | Electrical Inspection, generator inspection, Smoke Detector Inspection, Airconditioning, Refrigeration & Walk in Cooler, Water System Inspection. | REY / LAWRENCE
MOBIL | MAITE | PM | Electrical Inspection, generator inspection, Smoke Detector Inspection, Water System Inspection. | NILO / RONALD
MOBIL | UPPER TUMON | PM | Pay Gas n Go Touch Up, Gen. Bldg. & Typhoon shutter *NOTE: PLEASE PRIORITIZE PAINTING WORKS DURING FAIR/ GOOD WEATHER. | CHRISTIAN / ARIEL / NORSON
MOBIL | YIGO NORTH / YIGO PA | PM | LANDSCAPING | EFRAIM / SANTOCA / GLEN
2026-04-06
PROJECT | LOCATION | WO# | DESCRIPTION | TECH ASSIGNED | STATUS | JCF NUMBER
INHOUSE | HQ | NONE | SOLAR | BRYAN / MARVIN
ELC | REWINDING SHOP | NONE | Motor rewinding | DODONG / GUAPE
ELC | WH1 | NONE | VARIOUS WORK | Bayani / Raul
ELC | SUPREME |  | SUPREME | ERWIN / RONEL
HKR |  |  |  | RENE / ERIC / EFREN
HKR |  |  |  | EFREN / MANNY / ROGELIO
HKR |  |  |  | KIMPEE / JOEL
HTC |  |  |  | ANTON / JP
2026-04-07
MOBIL / HKR | MOBIL / HKR |  | PREPARE ALL MATERIAL | NELSON V.
2026-04-07
Works Orders (ASSESSMENTS & APPROVED)
PROJECT | LOCATION | WO# | DESCRIPTION | TECH ASSIGNED | STATUS | JCF NUMBER
MOBIL | AIRPORT | 39634 | To chip and apply concerete for foundation of cable for container | ROBERT/ OMIE / ARNANI / RONALD | APPROVED 2052
MOBIL | AIRPORT | 39671 | Clean ceiling tiles and repaint wall in Subway area | ROBERT/ OMIE / ARNANI / RONALD | APPROVED 2061
MOBIL | TAMUNING | 39932 | To install padlock for perimeter outlet box | RONALD / ARNANI | APPROVED 2104
MOBIL | MAITE | 39769 | Need to redo drain pipe near mcdo drive thru area | REY / LAWRENCE / NILO | APPROVED 2091
MOBIL | MAITE | 39934 | Clean and waterblast roof area, apply water proofing | REY / LAWRENCE / NILO | CM
MOBIL | YONA | 40008 | grab n go chiller is cooling and leaking water on the bottom(Chan) | REY / LAWRENCE / NILO | ASSESSMENT P3
MOBIL | YONA | 39902 | Remove fan blower assembly for repair at Speedway | REY / LAWRENCE / NILO | APPROVED 2102
MOBIL | EAST AGANA | 40020 | Smoke alarm keep on beeping (CH) | REY / LAWRENCE / NILO | ASSESSMENT P3
MOBIL | YSENGSONG | 40017 | Air pump hose leaking air, please fix (SAM) | REY / LAWRENCE / NILO | ASSESSMENT P4
OT WORK
MOBIL | LIGUAN | 39817 | Replace all locks on doors (5 pm) | ARIEL / OMIE | APPROVED 2077
MOBIL | BARRIGADA HTS | 39816 | Replace all locks on doors (5 pm) | ERWIN / RONEL | APPROVED 2076
MOBIL | MAITE | 39990 | To replace grease trap base suppoert and fittings with commercial strainer (10 PM) | RONALD / ROBERT | APPROVED 2112
2026-04-07
PREVENTIVE MAINTENANCE
PROJECT | LOCATION | WO# | DESCRIPTION | TECH ASSIGNED | STATUS | JCF NUMBER
MOBIL | MAITE | PM | Airconditioning, Refrigeration & Walk in Cooler | REY / LAWRENCE / NILO
MOBIL | YONA / IPAN | PM | Pay Gas n Go Touch Up, Gen. Bldg. & Typhoon shutter *NOTE: PLEASE PRIORITIZE PAINTING WORKS DURING FAIR/ GOOD WEATHER. | CHRISTIAN / ARIEL / NORSON
MOBIL | YONA | PM | General Curb, Parking, Bollards, Pay Gas & Go | CHRISTIAN / ARIEL / NORSON
MOBIL | YIGO PA | PM | Landscaping | SANTOCA / ONDI / GLEN
2026-04-07
PROJECT | LOCATION | WO# | DESCRIPTION | TECH ASSIGNED | STATUS | JCF NUMBER
INHOUSE | PAGO BAY | NONE | BOSS ED'S HOUSE | EFRAIM / MARVIN
INHOUSE | HQ | NONE | SOLAR | BRYAN / MARVIN
ELC | REWINDING SHOP | NONE | Motor rewinding | DODONG / GUAPE
ELC | WH1 | NONE | VARIOUS WORK | Bayani / Raul
ELC | SUPREME |  | SUPREME | ERWIN / RONEL
HKR |  |  |  | RENE / ERIC / EFREN
HKR |  |  |  | EFREN / MANNY / ROGELIO
HKR |  |  |  | KIMPEE / JOEL
HTC |  |  |  | ANTON / JP
2026-04-08
MOBIL / HKR | MOBIL / HKR |  | PREPARE ALL MATERIAL | NELSON V.
2026-04-08
Works Orders (ASSESSMENTS & APPROVED)
PROJECT | LOCATION | WO# | DESCRIPTION | TECH ASSIGNED | STATUS
MOBIL | AGANA | 39967 | Change locks for doors | CHRISTIAN / ARIEL / NORSON | APPROVED 2113
MOBIL | TAMUNING | 39932 | To install padlock for perimeter outlet box | CHRISTIAN / ARIEL / NORSON | APPROVED 2104
MOBIL | AIRPORT | 39671 | Clean ceiling tiles and repaint wall in Subway area | CHRISTIAN / ARIEL / NORSON | APPROVED 2061
MOBIL | MAITE | 39769 | Need to redo drain pipe near mcdo drive thru area | REY / NILO / OMIE | APPROVED 2091
MOBIL | MAITE | 39934 | Clean and waterblast roof area, apply water proofing | REY / NILO / OMIE | CM
MOBIL | MAITE | 39968 | Change locks for doors | REY / NILO / OMIE | APPROVED 2114
MOBIL | MAITE | 40009 | Water tank hose is leaking water (Ifa) | REY / NILO / OMIE | ASSESSMENT P4
MOBIL | IPAN | 39969 | Change locks for doors | REY / NILO / OMIE | APPROVED 2115
MOBIL | IPAN | 40034 | Requesting to remove ice cream machine outlet. (Ifa) | REY / NILO / OMIE | ASSESS / APPROVED
2026-04-08
PREVENTIVE MAINTENANCE
PROJECT | LOCATION | WO# | DESCRIPTION | TECH ASSIGNED | STATUS
MOBIL | MAITE | PM | Airconditioning, Refrigeration & Walk in Cooler | REY / NILO / OMIE
MOBIL | AGANA / AIRPORT | PM | Pay Gas n Go Touch Up, Gen. Bldg. & Typhoon shutter *NOTE: PLEASE PRIORITIZE PAINTING WORKS DURING FAIR/ GOOD WEATHER. | CHRISTIAN / ARIEL / NORSON
MOBIL | AGAT / APRA HEIGHTS | PM | Landscaping | SANTOCA / ONDI / GLEN
MOBIL | YIGO PA / BARRIGADA / MAITE / SINAJANA | PM | UIC PM / REPAIRS | ROBERT / ARNANI / RONALD
2026-04-08
PROJECT | LOCATION | WO# | DESCRIPTION | TECH ASSIGNED | STATUS
INHOUSE | PAGO BAY | NONE | BOSS ED'S HOUSE | EFRAIM / MARVIN / IVAN
INHOUSE | HQ | NONE | SOLAR | BRYAN
ELC | REWINDING SHOP | NONE | Motor rewinding | DODONG / GUAPE
ELC | WH1 | NONE | VARIOUS WORK | Bayani / Raul
ELC | SUPREME |  | SUPREME | ERWIN / RONEL
HKR |  |  |  | RENE / ERIC / CJ
HKR |  |  |  | EFREN / MANNY / ROGELIO
HKR |  |  |  | KIMPEE / JOEL
HTC |  |  |  | ANTON / JP

## April 2026
2026-04-01
MOBIL / HKR | MOBIL / HKR |  | PREPARE ALL MATERIAL | NELSON V.
2026-04-01
Works Orders (ASSESSMENTS & APPROVED)
PROJECT | LOCATION | WO# | DESCRIPTION | TECH ASSIGNED | STATUS | JCF NUMBER
MOBIL | FATIMA | 39948 | Smoke detector inside store is beeping loudly but there is no smoke detected (Ifa) | LAWRENCE / REY / ARNANI | ASSESSMENT P3
MOBIL | FATIMA | 39945 | Check on AC Tstat from last night | LAWRENCE / REY / ARNANI | ASSESSMENT P2
MOBIL | YIGO NORTH | 39939 | glass window has a hole, silicon came out (JIM) | LAWRENCE / REY / ARNANI | ASSESSMENT P4
2026-04-01
PREVENTIVE MAINTENANCE
PROJECT | LOCATION | WO# | DESCRIPTION | TECH ASSIGNED | STATUS | JCF NUMBER
MOBIL | FATIMA / YIGO NORTH | PM | Electrical Inspection, generator inspection, Smoke Detector Inspection, Airconditioning, Refrigeration & Walk in Cooler, Water System Inspection. | LAWRENCE / REY / ARNANI
MOBIL | AGAT IOB / APRA HEIGHTS |  | Electrical Inspection, generator inspection, Smoke Detector Inspection, Airconditioning, Refrigeration & Walk in Cooler, Water System Inspection. | RONALD / MANNY / ROGELIO
MOBIL | AIRPORT / TAMUNING | PM | Bollards and Pay Gas N Go Touch up paint | CHRISTIAN / ARIEL / GLEN
MOBIL | ADELUP / AGANA | PM | C-Store Building & Fourecourt column painting / General Curb, Parking, Bollards, Pay Gas & Go | ONDI / MARVIN / NORSON / OMIE
MOBIL | MAITE | PM | LANDSCAPING | EFRAIM / IVAN / SANTOCA
2026-04-01
PROJECT | LOCATION | WO# | DESCRIPTION | TECH ASSIGNED | STATUS | JCF NUMBER
INHOUSE | HQ | NONE | SOLAR | BRYAN / NILO
ELC | REWINDING SHOP | NONE | Motor rewinding | DODONG / JP / GUAPE
ELC | WH1 | NONE | VARIOUS WORK | Bayani / Raul
ELC | RINO'S GENERATOR |  | RINO'S GENSET INSTALL | ERWIN / RONEL
HKR |  |  |  | RENE / ERIC / EFREN
HKR |  |  |  | KIMPEE / JOEL
HTC |  |  |  | ANTON
NEED TO PREPARE MATERIALS
PROJECT | LOCATION | WO# | DESCRIPTION | TECH ASSIGNED | STATUS
MOBIL | AIRPORT | 39671 | To replace subway ceiling tiles and to repaint wall at the kitchen area | REY / RONALD | To be scheduled
MOBIL | YIGO PA | 39685 | To replace rusted and damaged gutter at the back office area | REY / ERWIN | To be scheduled
MOBIL | MAITE | 39769 | To trench, and install new ice machine drainage pipe due to an existing hole, causing water leak | REY / RONALD | To be scheduled
MOBIL | YIGO NORTH | 39900 | Seal cracks and hole between roof slab and wall joints and to replace damaged drywall partition by cha time | REY / RONALD | SCHEDULED 4/1/2026
2026-04-02
MOBIL / HKR | MOBIL / HKR |  | PREPARE ALL MATERIAL | NELSON V.
2026-04-02
Works Orders (ASSESSMENTS & APPROVED)
PROJECT | LOCATION | WO# | DESCRIPTION | TECH ASSIGNED | STATUS | JCF NUMBER
MOBIL | FATIMA | 39962 | Cstore AC not cold, now is warm inside | REY / EFREN / LAWRENCE | ASSESSMENT P2
MOBIL | FATIMA | 39963 | the Air & Water unit the hose is leaking. (Soo) | REY / LAWRENCE | ASSESSMENT P4
MOBIL | YSENGSONG | 38969 | To chip concrete for typhoon shutter | IVAN | APPROVED 2050
MOBIL | YIGO NORTH | 39900 | To apply epoxy on roof and repair drywall | ARNANI / ROBERT / OMIE | APPROVED 2098
2026-04-02
PREVENTIVE MAINTENANCE
PROJECT | LOCATION | WO# | DESCRIPTION | TECH ASSIGNED | STATUS | JCF NUMBER
MOBIL | FATIMA / YIGO PA | PM | Electrical Inspection, generator inspection, Smoke Detector Inspection, Airconditioning, Refrigeration & Walk in Cooler, Water System Inspection. | LAWRENCE / REY
MOBIL | ANIGUA / AGANA / SINAJANA | PM | Electrical Inspection, generator inspection, Smoke Detector Inspection, Airconditioning, Refrigeration & Walk in Cooler, Water System Inspection. | MANNY / ROGELIO
MOBIL | UPPER TUMON | PM | Pay Gas n Go Touch Up, Gen. Bldg. & Typhoon shutter *NOTE: PLEASE PRIORITIZE PAINTING WORKS DURING FAIR/ GOOD WEATHER. | CHRISTIAN / ARIEL / GLEN
MOBIL | AGANA | PM | C-Store Building & Fourecourt column painting / Pay Gas & Go | RONALD / MARVIN / NORSON
MOBIL | YSENGSONG | PM | LANDSCAPING | EFRAIM / IVAN / SANTOCA
2026-04-02
PROJECT | LOCATION | WO# | DESCRIPTION | TECH ASSIGNED | STATUS | JCF NUMBER
INHOUSE | HQ | NONE | SOLAR | BRYAN NILO
ELC | REWINDING SHOP | NONE | Motor rewinding | DODONG / JP / GUAPE
ELC | WH1 | NONE | VARIOUS WORK | Bayani / Raul
ELC | RINO'S GENERATOR |  | RINO'S GENSET INSTALL | ERWIN / RONEL / ONDI
HKR |  |  |  | RENE / ERIC / EFREN
HKR |  |  |  | KIMPEE / JOEL
HTC |  |  |  | ANTON
2026-04-06
MOBIL / HKR | MOBIL / HKR |  | PREPARE ALL MATERIAL | NELSON V.
2026-04-06
Works Orders (ASSESSMENTS & APPROVED)
PROJECT | LOCATION | WO# | DESCRIPTION | TECH ASSIGNED | STATUS | JCF NUMBER
MOBIL | YSENGSONG | 38969 | To install typhoon shutters | IVAN / RAUL / BAYANI / ONDI | APPROVED 2050
MOBIL | AIRPORT | 39670 | Siphon and Jetting of Septic at EZ Tire & Lube (Barrett) | GEORGE / JM | APPROVED 2060
MOBIL | AIRPORT | 39942 | Replace tiles and ABS cap at EZ tire & lube restroom | ROBERT / OMIE / ARNANI | APPROVED 2107
MOBIL | AIRPORT | 39941 | Dispose of absorbent pads | ROBERT / OMIE / ARNANI | APPROVED 2103
MOBIL | AIRPORT | 39634 | To chip and apply concerete for foundation of cable for container | ROBERT / OMIE / ARNANI | APPROVED 2052
MOBIL | AIRPORT | 39957 | Subway faucet is leaking water | ROBERT / OMIE / ARNANI | ASSESSMENT P4
MOBIL | FATIMA | 39964 | Change Tstat | REY / LAWRENCE | CM
MOBIL | UPPER TUMON | 39933 | To install illuminated Exit Sign | REY / LAWRENCE | APPROVED 2105
MOBIL | YIGO NORTH | 39958 | Door hinge and handle for the main breaker for Subway and Cstore needs to be replaced(Chan) | REY / LAWRENCE | ASSESSMENT P4
MOBIL | YIGO NORTH | 39959 | Replace carwash spotlights with LED spotlights. 3 spotlights total(Chan) | REY / LAWRENCE | ASSESSMENT P4
MOBIL | YIGO NORTH | 39960 | Install mesh screen on Generator door(Chan) | REY / LAWRENCE | ASSESSMENT P4
MOBIL | YIGO NORTH | 39985 | Male toilet bowl flush is not working | REY / LAWRENCE | ASSESSMENT P3
MOBIL | YIGO NORTH | 39939 | Seal gap on glass window | REY / LAWRENCE | APPROVED 2110
MOBIL | MAITE | 39990 | Mcdonald replacement of sink strainer commercial, fabrication of grease trap base (JIM) | NILO / RONALD | ASSESSMENT P4
MOBIL | SINAJANA | 40001 | Tyre air pump, it is out of order because the pin is loose | NILO / RONALD | ASSESSMENT P4
2026-04-06
PREVENTIVE MAINTENANCE
PROJECT | LOCATION | WO# | DESCRIPTION | TECH ASSIGNED | STATUS | JCF NUMBER
MOBIL | YIGO PA | PM | Electrical Inspection, generator inspection, Smoke Detector Inspection, Airconditioning, Refrigeration & Walk in Cooler, Water System Inspection. | REY / LAWRENCE
MOBIL | MAITE | PM | Electrical Inspection, generator inspection, Smoke Detector Inspection, Water System Inspection. | NILO / RONALD
MOBIL | UPPER TUMON | PM | Pay Gas n Go Touch Up, Gen. Bldg. & Typhoon shutter *NOTE: PLEASE PRIORITIZE PAINTING WORKS DURING FAIR/ GOOD WEATHER. | CHRISTIAN / ARIEL / NORSON
MOBIL | YIGO NORTH / YIGO PA | PM | LANDSCAPING | EFRAIM / SANTOCA / GLEN
2026-04-06
PROJECT | LOCATION | WO# | DESCRIPTION | TECH ASSIGNED | STATUS | JCF NUMBER
INHOUSE | HQ | NONE | SOLAR | BRYAN / MARVIN
ELC | REWINDING SHOP | NONE | Motor rewinding | DODONG / GUAPE
ELC | WH1 | NONE | VARIOUS WORK | Bayani / Raul
ELC | SUPREME |  | SUPREME | ERWIN / RONEL
HKR |  |  |  | RENE / ERIC / EFREN
HKR |  |  |  | EFREN / MANNY / ROGELIO
HKR |  |  |  | KIMPEE / JOEL
HTC |  |  |  | ANTON / JP
2026-04-07
MOBIL / HKR | MOBIL / HKR |  | PREPARE ALL MATERIAL | NELSON V.
2026-04-07
Works Orders (ASSESSMENTS & APPROVED)
PROJECT | LOCATION | WO# | DESCRIPTION | TECH ASSIGNED | STATUS | JCF NUMBER
MOBIL | AIRPORT | 39634 | To chip and apply concerete for foundation of cable for container | ROBERT/ OMIE / ARNANI / RONALD | APPROVED 2052
MOBIL | AIRPORT | 39671 | Clean ceiling tiles and repaint wall in Subway area | ROBERT/ OMIE / ARNANI / RONALD | APPROVED 2061
MOBIL | TAMUNING | 39932 | To install padlock for perimeter outlet box | RONALD / ARNANI | APPROVED 2104
MOBIL | MAITE | 39769 | Need to redo drain pipe near mcdo drive thru area | REY / LAWRENCE / NILO | APPROVED 2091
MOBIL | MAITE | 39934 | Clean and waterblast roof area, apply water proofing | REY / LAWRENCE / NILO | CM
MOBIL | YONA | 40008 | grab n go chiller is cooling and leaking water on the bottom(Chan) | REY / LAWRENCE / NILO | ASSESSMENT P3
MOBIL | YONA | 39902 | Remove fan blower assembly for repair at Speedway | REY / LAWRENCE / NILO | APPROVED 2102
MOBIL | EAST AGANA | 40020 | Smoke alarm keep on beeping (CH) | REY / LAWRENCE / NILO | ASSESSMENT P3
MOBIL | YSENGSONG | 40017 | Air pump hose leaking air, please fix (SAM) | REY / LAWRENCE / NILO | ASSESSMENT P4
OT WORK
MOBIL | LIGUAN | 39817 | Replace all locks on doors (5 pm) | ARIEL / OMIE | APPROVED 2077
MOBIL | BARRIGADA HTS | 39816 | Replace all locks on doors (5 pm) | ERWIN / RONEL | APPROVED 2076
MOBIL | MAITE | 39990 | To replace grease trap base suppoert and fittings with commercial strainer (10 PM) | RONALD / ROBERT | APPROVED 2112
2026-04-07
PREVENTIVE MAINTENANCE
PROJECT | LOCATION | WO# | DESCRIPTION | TECH ASSIGNED | STATUS | JCF NUMBER
MOBIL | MAITE | PM | Airconditioning, Refrigeration & Walk in Cooler | REY / LAWRENCE / NILO
MOBIL | YONA / IPAN | PM | Pay Gas n Go Touch Up, Gen. Bldg. & Typhoon shutter *NOTE: PLEASE PRIORITIZE PAINTING WORKS DURING FAIR/ GOOD WEATHER. | CHRISTIAN / ARIEL / NORSON
MOBIL | YONA | PM | General Curb, Parking, Bollards, Pay Gas & Go | CHRISTIAN / ARIEL / NORSON
MOBIL | YIGO PA | PM | Landscaping | SANTOCA / ONDI / GLEN
2026-04-07
PROJECT | LOCATION | WO# | DESCRIPTION | TECH ASSIGNED | STATUS | JCF NUMBER
INHOUSE | PAGO BAY | NONE | BOSS ED'S HOUSE | EFRAIM / MARVIN
INHOUSE | HQ | NONE | SOLAR | BRYAN / MARVIN
ELC | REWINDING SHOP | NONE | Motor rewinding | DODONG / GUAPE
ELC | WH1 | NONE | VARIOUS WORK | Bayani / Raul
ELC | SUPREME |  | SUPREME | ERWIN / RONEL
HKR |  |  |  | RENE / ERIC / EFREN
HKR |  |  |  | EFREN / MANNY / ROGELIO
HKR |  |  |  | KIMPEE / JOEL
HTC |  |  |  | ANTON / JP
2026-04-08
MOBIL / HKR | MOBIL / HKR |  | PREPARE ALL MATERIAL | NELSON V.
2026-04-08
Works Orders (ASSESSMENTS & APPROVED)
PROJECT | LOCATION | WO# | DESCRIPTION | TECH ASSIGNED | STATUS
MOBIL | AGANA | 39967 | Change locks for doors | CHRISTIAN / ARIEL / NORSON | APPROVED 2113
MOBIL | TAMUNING | 39932 | To install padlock for perimeter outlet box | CHRISTIAN / ARIEL / NORSON | APPROVED 2104
MOBIL | AIRPORT | 39671 | Clean ceiling tiles and repaint wall in Subway area | CHRISTIAN / ARIEL / NORSON | APPROVED 2061
MOBIL | MAITE | 39769 | Need to redo drain pipe near mcdo drive thru area | REY / NILO / OMIE | APPROVED 2091
MOBIL | MAITE | 39934 | Clean and waterblast roof area, apply water proofing | REY / NILO / OMIE | CM
MOBIL | MAITE | 39968 | Change locks for doors | REY / NILO / OMIE | APPROVED 2114
MOBIL | MAITE | 40009 | Water tank hose is leaking water (Ifa) | REY / NILO / OMIE | ASSESSMENT P4
MOBIL | IPAN | 39969 | Change locks for doors | REY / NILO / OMIE | APPROVED 2115
MOBIL | IPAN | 40034 | Requesting to remove ice cream machine outlet. (Ifa) | REY / NILO / OMIE | ASSESS / APPROVED
2026-04-08
PREVENTIVE MAINTENANCE
PROJECT | LOCATION | WO# | DESCRIPTION | TECH ASSIGNED | STATUS
MOBIL | MAITE | PM | Airconditioning, Refrigeration & Walk in Cooler | REY / NILO / OMIE
MOBIL | AGANA / AIRPORT | PM | Pay Gas n Go Touch Up, Gen. Bldg. & Typhoon shutter *NOTE: PLEASE PRIORITIZE PAINTING WORKS DURING FAIR/ GOOD WEATHER. | CHRISTIAN / ARIEL / NORSON
MOBIL | AGAT / APRA HEIGHTS | PM | Landscaping | SANTOCA / ONDI / GLEN
MOBIL | YIGO PA / BARRIGADA / MAITE / SINAJANA | PM | UIC PM / REPAIRS | ROBERT / ARNANI / RONALD / IVAN
2026-04-08
PROJECT | LOCATION | WO# | DESCRIPTION | TECH ASSIGNED | STATUS
INHOUSE | PAGO BAY | NONE | BOSS ED'S HOUSE | EFRAIM / MARVIN
INHOUSE | HQ | NONE | SOLAR | BRYAN
ELC | REWINDING SHOP | NONE | Motor rewinding | DODONG / GUAPE
ELC | WH1 | NONE | VARIOUS WORK | Bayani / Raul
ELC | SUPREME |  | SUPREME | ERWIN / RONEL
HKR |  |  |  | RENE / ERIC / CJ
HKR |  |  |  | EFREN / MANNY / ROGELIO
HKR |  |  |  | KIMPEE / JOEL
HTC |  |  |  | ANTON / JP
2026-04-09
MOBIL / HKR | MOBIL / HKR |  | PREPARE ALL MATERIAL | NELSON V.
2026-04-09
Works Orders (ASSESSMENTS & APPROVED)
PROJECT | LOCATION | WO# | DESCRIPTION | TECH ASSIGNED | STATUS
MOBIL | BARRIGADA HTS | 40067 | to remove the menu bar, remove the sticker, and repaint the wall white (JIM) | ROBERT / ARNANI / RONALD / IVAN | ASSESSMENT P4
MOBIL | BARRIGADA HTS | NONE | To change office lock and keys | ROBERT / ARNANI / RONALD / IVAN | APPROVED
MOBIL | AGANA | 40045 | Shutter is hard to pull up & down. (SW) | REY / OMIE | ASSESSMENT P3
MOBIL | FATIMA | 40048 | ice machine is not making ice. (SW) | REY / OMIE | ASSESSMENT P3
MOBIL | FATIMA | 40039 | Requesting to install a power outlet for ice cream machine (SAM) | REY / OMIE | ASSESSMENT P4
MOBIL | AIRPORT | 39671 | Clean ceiling tiles and repaint wall in Subway area | REY / OMIE | APPROVED 2061
2026-04-09
PREVENTIVE MAINTENANCE
PROJECT | LOCATION | WO# | DESCRIPTION | TECH ASSIGNED | STATUS
MOBIL | TAMUNING / LIGUAN | PM | Generator Inspection
MOBIL | UPPER TUMON | PM | Electrical Inspection, generator inspection, Smoke Detector Inspection, Water System Inspection, Airconditioning, Refrigeration & Walk in Cooler
MOBIL | MAITE | PM | Pay Gas n Go Touch Up, Gen. Bldg. & Typhoon shutter *NOTE: PLEASE PRIORITIZE PAINTING WORKS DURING FAIR/ GOOD WEATHER. | CHRISTIAN / ARIEL / NORSON
MOBIL | SINAJANA / BARRIGADA / MAITE | PM | Landscaping | SANTOCA / ONDI / GLEN
MOBIL | BARRIGADA / MAITE / SINAJANA | PM | UIC PM / REPAIRS | ROBERT / ARNANI / RONALD / IVAN
2026-04-09
PROJECT | LOCATION | WO# | DESCRIPTION | TECH ASSIGNED | STATUS
INHOUSE | PAGO BAY | NONE | BOSS ED'S HOUSE | EFRAIM / MARVIN
INHOUSE | HQ | NONE | SOLAR | BRYAN / ERIC
INHOUSE | AGAT APARTMENT | NONE | Landscaping | EDGAR / JULIUS
ELC | REWINDING SHOP | NONE | Motor rewinding | DODONG / GUAPE
ELC | WH1 | NONE | VARIOUS WORK | BAYANI / RAUL
ELC | SUPREME |  | SUPREME | ERWIN / RONEL
HKR |  |  |  | RENE / ERIC / CJ
HKR |  |  |  | EFREN / MANNY / ROGELIO
HKR |  |  |  | KIMPEE / JOEL
HTC |  |  |  | ANTON / JP
2026-04-10
MOBIL / HKR | MOBIL / HKR |  | PREPARE ALL MATERIAL | NELSON V.
2026-04-10
Works Orders (ASSESSMENTS & APPROVED)
PROJECT | LOCATION | WO# | DESCRIPTION | TECH ASSIGNED | STATUS
MOBIL | BARRIGADA HTS | NONE | To change office lock and keys 11 AM | ROBERT / IVAN | APPROVED
MOBIL | YONA | 40008 | Deliver grab n go chiller | REY / LAWRENCE / ERIC | APPROVED 2118
MOBIL | MANGILAO | 40071 | all 4 unit intercom not working (Soo) | REY / LAWRENCE | ASSESSMENT P3
MOBIL | SINAJANA | 39931 | Replace motor on ice machine | REY / LAWRENCE | APPROVED 2106
MOBIL | SINAJANA | 40001 | Replace PC Board and solenoid valve on air and water | REY / LAWRENCE | CM
MOBIL | YIGO PA |  | ice machine PM and delivery | REY / LAWRENCE
MOBIL | FATIMA |  | ice machine PM and delivery | REY / LAWRENCE
MOBIL | YIGO NORTH | 40038 | The food shelves around the counter in c-store had came loose, please fix (SAM) | NILO / OMIE | ASSESSMENT P4
MOBIL | YIGO NORTH | 40070 | men restroom found leaking under sink (VL) | NILO / OMIE | ASSESSMENT P3
MOBIL | YIGO NORTH | 40077 | C-store front entrance glass door on the right hand side unable to close properly, alignment is out (SAM) | NILO / OMIE | ASSESSMENT P3
MOBIL | LIGUAN |  | Door lock replacement. Office | NILO / OMIE | APPROVED
MOBIL | EAST AGANA | REQUEST FOR NEW WO UNDER ROUTINE | Need to check error on generator, water in fuel | EFREN / BRYAN | ASSESSMENT
MOBIL | EAST AGANA | 40074 | near office smoke detector still making beeping sound even change a new battery (JIM) | EFREN / BRYAN | ASSESSMENT P3
MOBIL | EAST AGANA | 40076 | back and front door EXIT signage light not working (JIM) | EFREN / BRYAN | ASSESSMENT P4
MOBIL | AIRPORT | 39671 | Clean ceiling tiles and repaint wall in Subway area | CHRISTIAN / RONALD / NORSON | APPROVED 2061
2026-04-10
PREVENTIVE MAINTENANCE
PROJECT | LOCATION | WO# | DESCRIPTION | TECH ASSIGNED | STATUS
MOBIL | TAMUNING / LIGUAN | PM | Generator Inspection | NILO / OMIE
MOBIL | UPPER TUMON | PM | Electrical Inspection, generator inspection, Smoke Detector Inspection, Water System Inspection | NILO / OMIE
MOBIL | LIGUAN / MAITE | PM | Landscaping | ONDI / MARVIN / GLEN
MOBIL | BARRIGADA / MAITE / SINAJANA | PM | UIC PM / REPAIRS | ROBERT / ARNANI / ARIEL / IVAN
2026-04-10
PROJECT | LOCATION | WO# | DESCRIPTION | TECH ASSIGNED | STATUS
ELC | REWINDING SHOP | NONE | Motor rewinding | DODONG / GUAPE
ELC | WH1 | NONE | VARIOUS WORK | BAYANI
ELC | SUPREME |  | SUPREME | ERWIN / RONEL
HKR |  |  |  | RENE / ERIC / CJ
HKR |  |  |  | MANNY / ROGELIO
HKR |  |  |  | KIMPEE / JOEL
HTC |  |  |  | ANTON / JP
2026-04-27
MOBIL / HKR | MOBIL / HKR |  | PREPARE ALL MATERIAL | NELSON V.
2026-04-27
Works Orders (ASSESSMENTS & APPROVED)
PROJECT | LOCATION | WO# | DESCRIPTION | TECH ASSIGNED | STATUS
MOBIL | MANGILAO | 40519 | Walk in cooler not cooling (CH) | REY / LAWRENCE / NILO | CM
MOBIL | YSENGSONG | 40463 | Water tank, low water level switch is not working. Water pump continue working, if the switch is not fix, the water pump will be damage (Ifa) | EFREN / GLEN / RONALD
MOBIL | MULTIPLE SITES |  | Ice machine and grab n go chiller deliver | EFREN / GLEN / RONALD
MOBIL | BARRIGADA HEIGHTS | MULTIPLE WOs |  | ERWIN / RONEL
MOBIL | BARRIGADA HEIGHTS | 40067 | to remove the menu bar, remove the sticker, and repaint the wall white (JIM) | ARIEL / CHRISTIAN
MOBIL | BARRIGADA HEIGHTS | 40486 | Repaint wall at hall way beside subway area (white) (CH) | ARIEL / CHRISTIAN
MOBIL | YONA | 39971 | Request for the replacement of door knobs at the front door, office, storage, back door, and generator room? (SW) | ARIEL / CHRISTIAN | APPROVED
MOBIL | SINAJANA | 39970 | Request for the replacement of door knobs at the front door, office, storage, back door, and generator room? (SW) | ARIEL / CHRISTIAN | APPROVED
2026-04-27
PROJECT | LOCATION | WO# | DESCRIPTION | TECH ASSIGNED | STATUS
ELC | REWINDING SHOP | NONE | Motor rewinding | DODONG / GUAPE
ELC | WH1 | NONE | VARIOUS WORK | BAYANI
ELC | ESS | NONE | ESS MAINTENANCE | BRYAN / MARVIN
HKR |  |  |  | RENE / ERIC / CJ
HKR |  |  |  | MANNY / ROGELIO
HKR |  |  |  | KIMPEE / JOEL
HTC |  |  |  | ANTON / JP
2026-04-28
MOBIL / HKR | MOBIL / HKR |  | PREPARE ALL MATERIAL | NELSON V.
2026-04-28
Works Orders (ASSESSMENTS & APPROVED)
PROJECT | LOCATION | WO# | DESCRIPTION | TECH ASSIGNED | STATUS
MOBIL | EAST AGANA | 40310 | Replace condenser fan motor for freezer | REY / LAWRENCE / NILO | APPROVED 2192
MOBIL |  | 40076 | Replace front and back exit signs | REY / LAWRENCE / NILO | APPROVED 2171
MOBIL |  | 40510 | Air hose is damaged/cut. About to burst. (CH) | REY / LAWRENCE / NILO | ASSESSMENT P4
MOBIL |  | 40556 | Request to check BOS printer power outlet, not working properly. (SW) | REY / LAWRENCE / NILO | ASSESSMENT P3
MOBIL | YIGO PA | 40240 | Replace contactor relay for cooler | REY / LAWRENCE / NILO | APPROVED 2193
MOBIL | YIGO NORTH | 40136 | Car wash sign reinforce with angle bar | REY / LAWRENCE / NILO | APPRVOED 2200
MOBIL |  | 39960 | Install mesh screen on door and window in generator room | REY / LAWRENCE / NILO | APPROVED 2116
MOBIL |  | 39959 | Replace 3 ea car wash spotlights | REY / LAWRENCE / NILO | APPROVED 2119
MOBIL | MULTIPLE SITES |  | Ice machine and grab n go chiller deliver | EFREN / GLEN / RONALD
MOBIL | IPAN | 40563 | A/C not working at drinks chiller area. (SW) | EFREN / GLEN / RONALD | ASSESSMENT P3
MOBIL | AIRPORT | 40590 | ice machine is leaking, water in the storage(Chan) | EFREN / GLEN / RONALD | ASSESSMENT P3
MOBIL | YSENGSONG | 40530 | Ice machine water filter need to be change (Ifa) | ERWIN / RONEL | ASSESSMENT P3
MOBIL | UPPER TUMON | 40553 | the lights in the car wash area not working (Soo) | ERWIN / RONEL | ASSESSMENT P3
MOBIL |  | 40158 | Rewiring for walk in cooler. Need done JCF | ERWIN / RONEL | APPROVED 2190
MOBIL |  | 40201 | Air and water unit, replace board due to LCD screen blurry | ERWIN / RONEL | CM
|  | 40208 | Realign door for car wash | ERWIN / RONEL | CM
MOBIL | BARRIGADA HEIGHTS | 40067 | to remove the menu bar, remove the sticker, and repaint the wall white (JIM) | ARIEL / CHRISTIAN
MOBIL | BARRIGADA HEIGHTS | 40486 | Repaint wall at hall way beside subway area (white) (CH) | ARIEL / CHRISTIAN
MOBIL | YIGO NORTH | 40588 | Wall dividing between chatime & subway is deteriorated, need to be fix (SAM) | ARIEL / CHRISTIAN | ASSESSMENT P4
MOBIL | YIGO NORTH | 40589 | Car wash drain inside is blocked, car wash is close (SAM) | ARIEL / CHRISTIAN | ASSESSNENT P3
2026-04-28
PROJECT | LOCATION | WO# | DESCRIPTION | TECH ASSIGNED | STATUS
INHOUSE | ERI LATTE HEIGHTS HOUSE |  | LANDSCAPING | EFRAIM, SANTOCA, EDGAR
ELC | REWINDING SHOP | NONE | Motor rewinding | DODONG / GUAPE
ELC | WH1 | NONE | VARIOUS WORK | BAYANI
ELC | ESS | NONE | ESS MAINTENANCE | BRYAN
HKR |  |  |  | RENE / ERIC / CJ
HKR |  |  |  | MANNY / ROGELIO
HKR |  |  |  | KIMPEE / JOEL
HTC |  |  |  | ANTON / JP
2026-04-29
MOBIL / HKR | MOBIL / HKR |  | PREPARE ALL MATERIAL | NELSON V.
2026-04-29
Works Orders (ASSESSMENTS & APPROVED)
PROJECT | LOCATION | WO# | DESCRIPTION | TECH ASSIGNED | STATUS
MOBIL | YIGO NORTH | 39959 | Replace 3 ea car wash spotlights | REY / LAWRENCE / NILO | APPROVED
MOBIL |  | 40262 | Request to remove window shutter at the carwash (SAM) | REY / LAWRENCE / NILO | ASSESSMENT P4
MOBIL |  | 40290 | C-store aircond is not working. Its blowing hot air(Ifa) | REY / LAWRENCE / NILO | ASSESSMENT P3
MOBIL |  | 40301 | Ice machine not making ice (CH) | REY / LAWRENCE / NILO | ASSESSMENT P4
MOBIL |  | 40302 | Air pump not working (CH) | REY / LAWRENCE / NILO | ASSESSMENT P4
MOBIL |  | 40312 | To clear all the drain at the entry, exit and subway exit (CH) | REY / LAWRENCE / NILO | ASSESSMENT P4
MOBIL |  | 40415 | all product signage lightbox above pumps not working (VL) still trading as usual | REY / LAWRENCE / NILO | ASSESSMENT P4
MOBIL |  | 40416 | UST vent cover missing (VL) | REY / LAWRENCE / NILO | ASSESSMENT P4
MOBIL |  | 40462 | the fence near subway drive thru needs to be fixed (Soo) | REY / LAWRENCE / NILO | ASSESSMENT P3
MOBIL |  | 40589 | Car wash drain inside is blocked, car wash is close (SAM) | REY / LAWRENCE / NILO | ASSESSMENT P3
MOBIL | YSENGSONG | 40414 | Replace cooler door lock | REY / LAWRENCE / NILO | APPROVED 2210
|  | 40530 | Replace filter on ice machine | REY / LAWRENCE / NILO | PM
|  | 40511 | JMI to install a new radio system (CH) | REY / LAWRENCE / NILO | ASSESSMENT P4
|  | 40422 | replacement of seal (tank cover) on fill point for tank 2 3 4 (VL) | REY / LAWRENCE / NILO | ASSESSMENT P4
MOBIL | FATIMA |  | ICE MACHINE DELIVERY | EFREN / GLEN / MARVIN
MOBIL |  | 40202 | leaking water in the ceiling. (SW) | EFREN / GLEN / MARVIN | ASSESSMENT P3
MOBIL |  | 40360 | busted lights at the storage room and restroom that need replacement. (SW) | EFREN / GLEN / MARVIN | ASSESSMENT P4
MOBIL |  | 40454 | Tyre air pump hose is broken need to replace. (SW) | EFREN / GLEN / MARVIN | ASSESSMENT P4
MOBIL | LIGUAN | 40475 | Requesting to install outlet for the Ice Cream Machine.(CH) | EFREN / GLEN / MARVIN | ASSESSMENT P4
MOBIL | LIGUAN | 40612 | Install rat traps | EFREN / GLEN / MARVIN | APPROVED
MOBIL | AIRPORT | 40426 | Sink next to the ice cream machine is leaking on the bottom when being used. (Soo) | ERWIN / RONEL / RONALD | ASESSMENT P4
MOBIL |  | 40522 | 2DI lights not working, needs to be replaced. Floreann TM has downgrade the work order (CH) | ERWIN / RONEL / RONALD | ASSESSMENT P4
MOBIL | MAITE | 40596 | Leak at Mcdonald’s ceiling inside their walking freezer (VL) | ERWIN / RONEL / RONALD | ASSESSMENT P3
MOBIL |  | 40476 | Request for pest control as dead insects on the ceiling in the McDonald's kitchen area (SAM) | ERWIN / RONEL / RONALD | ASSESSMENT P3
MOBIL | AGAT IOB | 40609 | All Intercom is not working. (SW) | ERWIN / RONEL / RONALD | ASSESSMENT P3
MOBIL |  | 40611 | Use absorbing pad container is full. (SW) | ERWIN / RONEL / RONALD | ASSESSMENT P4
MOBIL | APRA HEIGHTS | 40441 | request JMI to remove bubble wrap at the forecourt (JIM) | ERWIN / RONEL / RONALD | APPROVED
MOBIL | BARRIGADA HEIGHTS | 40482 | Sink remove and replace to mop sink at training room and need to be tiled (CH) | ARIEL / CHRISTIAN / ROBERT | APPROVED 2223
MOBIL |  | 40407 | Seal off all gaps on the 2nd floor window | ARIEL / CHRISTIAN / ROBERT | APPROVED 2209
MOBIL |  | 40625 | Vault and Door Knob at Back Storage need to replace. (SW) | ARIEL / CHRISTIAN / ROBERT | ASSESSMENT P4
MOBIL | UPPER TUMON | 40193 | To waterblast and waterproof roof around electrical area | ARIEL / CHRISTIAN / ROBERT | APPROVED 2186
MOBIL |  | 40198 | Add aluminum angle bar and sealant and cemet on glass window | ARIEL / CHRISTIAN / ROBERT | APPROVED 2185
MOBIL |  | 40208 | Realign door for car wash | ARIEL / CHRISTIAN / ROBERT | CM
MOBIL |  | 40196 | To reinstall snaplock on wall | ARIEL / CHRISTIAN / ROBERT | APPROVED 2184
2026-04-29
PROJECT | LOCATION | WO# | DESCRIPTION | TECH ASSIGNED | STATUS
INHOUSE | ERI LATTE HEIGHTS HOUSE |  | LANDSCAPING | EFRAIM, SANTOCA, EDGAR
ELC | REWINDING SHOP | NONE | Motor rewinding | DODONG / GUAPE
ELC | WH1 | NONE | VARIOUS WORK | BAYANI
ELC | ESS | NONE | ESS MAINTENANCE | BRYAN
HKR |  |  |  | RENE / ERIC / CJ
HKR |  |  |  | MANNY / ROGELIO
HKR |  |  |  | KIMPEE / JOEL
HTC |  |  |  | ANTON / JP
2026-04-30
MOBIL / HKR | MOBIL / HKR |  | PREPARE ALL MATERIAL | NELSON V.
2026-04-30
Works Orders (ASSESSMENTS & APPROVED)
PROJECT | LOCATION | WO# | DESCRIPTION | TECH ASSIGNED | STATUS
MOBIL | YIGO PA | 40126 | Floor tiles in front of the cooler need to replace vinyl tiles 10 to 15 pcs | REY / NILO / LAWRENCE | APPROVED 2195
MOBIL |  | 40221 | Synergy wave replace concrete bolt | REY / NILO / LAWRENCE | APPROVED 2194
MOBIL |  | 40639 | Pump 7 flag cover fell during the typhoon (SAM) | REY / NILO / LAWRENCE | ASSESSMENT P4
MOBIL | YIGO NORTH | 40301 | REPAIR/PM ICE MACHINE. Erwin to bring to shop | REY / NILO / LAWRENCE | PM
MOBIL | YONA | 40276 | Repair snaplock and replace plexiglass | EFREN / GLEN / RONEL | APPROVED 2215
MOBIL | AGANA | 40250 | Replace generator emergency stop button with cover | EFREN / GLEN / RONEL | APPROVED 2219
MOBIL | LIGUAN | 40410 | Install plexiglass flash guard to enclose the hand wash sink | EFREN / GLEN / RONEL | APPROVED 2217
MOBIL | YIGO NORTH | 40632 | need to block off old subway work area and reinstall door(Chan) | ERWIN / RONALD / MARVIN | ASSESSMENT P4
MOBIL |  | 40651 | Requesting a general cleaning of old subway area at Yigo North Mobil including - Soda fountain area Front work station Inside drive thru area Back kitchen Office Storage room Back storage area (SAM) | ERWIN / RONALD / MARVIN | ASSESSMENT P4
MOBIL |  | 40301 | Pull out ice machine and bring to HQ for PM | ERWIN / RONALD / MARVIN | ASSESS/PM
MOBIL | YSENGSONG | 40640 | Kitchen sink water tab leaking (SAM) | ERWIN / RONALD / MARVIN | ASSESSMENT P4
MOBIL |  | 40630 | Faucet is leaking at the air/water tower. (Soo) | ERWIN / RONALD / MARVIN | ASSESSMENT P4
MOBIL | BARRIGADA HEIGHTS | 40650 | Requesting outlet at cashier area for Ice Cream (CH) | ERWIN / RONALD / MARVIN | ASSESSMENT P4
MOBIL | MANGILAO | 40472 | Add L brackets to shelves | ERWIN / RONALD / MARVIN | APPROVED 2226
MOBIL | TAMUNING | 39956 | Need to replace anti skid pads at front door | ERWIN / RONALD / MARVIN | APPROVED 39956
MOBIL | UPPER TUMON | 40193 | To waterblast and waterproof roof around electrical area | ARIEL / CHRISTIAN / ROBERT | APPROVED 2186
MOBIL |  | 40198 | Add aluminum angle bar and sealant and cemet on glass window | ARIEL / CHRISTIAN / ROBERT | APPROVED 2185
MOBIL |  | 40208 | Realign door for car wash | ARIEL / CHRISTIAN / ROBERT | CM
MOBIL |  | 40196 | To reinstall snaplock on wall | ARIEL / CHRISTIAN / ROBERT | APPROVED 2184
2026-04-30
PROJECT | LOCATION | WO# | DESCRIPTION | TECH ASSIGNED | STATUS
INHOUSE | ERI LATTE HEIGHTS HOUSE |  | LANDSCAPING | EFRAIM, SANTOCA, EDGAR
ELC | REWINDING SHOP | NONE | Motor rewinding | DODONG / GUAPE
ELC | WH1 | NONE | VARIOUS WORK | BAYANI
ELC | ESS | NONE | ESS MAINTENANCE | BRYAN
HKR |  |  |  | RENE / ERIC / CJ
HKR |  |  |  | MANNY / ROGELIO
HKR |  |  |  | KIMPEE / JOEL
HTC |  |  |  | ANTON / JP

## May2026
2026-04-29
MOBIL / HKR | MOBIL / HKR |  | PREPARE ALL MATERIAL | NELSON V.
2026-05-01
Works Orders (ASSESSMENTS & APPROVED) & PM
PROJECT | LOCATION | WO# | DESCRIPTION | TECH ASSIGNED | STATUS
MOBIL | ADELUP | 40675 | P13 pump topper fallen and to be reinstall (SAM) | REY / NILO / LAWRENCE | ASSESSMENT P4
MOBIL | ADELUP | PM | Electrical Inspection, generator inspection, Smoke Detector Inspection, Airconditioning, Refrigeration & Walk in Cooler, Water System Inspection. | REY / NILO / LAWRENCE | PM
MOBIL | AIRPORT | 39634 | To install cable wire support for container | REY / NILO / LAWRENCE | APPROVED
MOBIL | AIRPORT | PM | Electrical Inspection, generator inspection, Smoke Detector Inspection, Airconditioning, Refrigeration & Walk in Cooler, Water System Inspection. | REY / NILO / LAWRENCE | PM
MOBIL | LIGUAN | 40410 | plexiglass 24" height install | EFREN / GLEN / MARVIN | APPROVED
MOBIL | LIGUAN | PM | Electrical Inspection, generator inspection, Smoke Detector Inspection, Airconditioning, Refrigeration & Walk in Cooler, Water System Inspection. | EFREN / GLEN / MARVIN | PM
MOBIL | BARRIGADA HEIGHTS | 40665 | Requesting for pest control found cockroaches inside onigiri area (SAM) | EFREN / GLEN / MARVIN | ASSESSMENT P4
MOBIL |  | 40673 | Replace door knob and vault in the office (CH) | EFREN / GLEN / MARVIN | ASSESSMENT P4
MOBIL |  | 40650 | Requesting outlet at cashier area for Ice Cream (CH) | EFREN / GLEN / MARVIN | ASSESSMENT P4
MOBIL |  | 40674 | Requesting for individual outlet for siopao machine (CH) | EFREN / GLEN / MARVIN | ASSESSMENT P4
MOBIL | BARRIGADA HEIGHTS | PM | Electrical Inspection, generator inspection, Smoke Detector Inspection, Airconditioning, Refrigeration & Walk in Cooler, Water System Inspection. | EFREN / GLEN / MARVIN | PM
MOBIL | SINAJANA | 40442 | Requesting for repaint at the trash area due to vandalism. (JIM) | ARIEL / CHRISTIAN / ROBERT / ARNANI | ASSESSMNET P4
MOBIL | AGANA | 40045 | Repair shutters | ARIEL / CHRISTIAN / ROBERT / ARNANI | APPROVED 2181
MOBIL | AGANA | 40081 | Repair roof leak | ARIEL / CHRISTIAN / ROBERT / ARNANI | APPROVED 2206
MOBIL | AGANA | 40670 | Restroom drain blocked (SAM) | ARIEL / CHRISTIAN / ROBERT / ARNANI | ASSESSMENT P4
2026-04-29
PROJECT | LOCATION | WO# | DESCRIPTION | TECH ASSIGNED | STATUS
ELC | REWINDING SHOP | NONE | Motor rewinding | DODONG / GUAPE
ELC | WH1 | NONE | VARIOUS WORK | BAYANI
ELC | ESS | NONE | ESS MAINTENANCE | BRYAN
HKR |  |  |  | RENE / ERIC / CJ
HKR |  |  |  | MANNY / ROGELIO
HKR |  |  |  | KIMPEE / JOEL
HTC |  |  |  | ANTON / JP
2026-05-04
MOBIL / HKR | MOBIL / HKR |  | PREPARE ALL MATERIAL | NELSON V.
2026-05-04
Works Orders (ASSESSMENTS & APPROVED)
PROJECT | LOCATION | WO# | DESCRIPTION | TECH ASSIGNED | STATUS
MOBIL | YIGO NORTH | 40302 | Air pump not working | REY /NILO / LAWRENCE | APPROVED
MOBIL | YIGO NORTH | 40416 | Replace UST vent | REY /NILO / LAWRENCE | APPROVED
MOBI L | YIGO NORTH | PM | Electrical Inspection, generator inspection, Smoke Detector Inspection, Airconditioning, Refrigeration & Walk in Cooler, Water System Inspection. | REY / NILO / LAWRENCE
MOBIL | YSENGSONG | 40640 | Replace hot and cold fauct | REY / NILO / LAWRENCE | CM
MOBIL | YSENGSONG | 40511 | Replace speakers | REY / NILO / LAWRENCE | APPROVED
MOBIL | YSENGSONG | PM | Electrical Inspection, generator inspection, Smoke Detector Inspection, Airconditioning, Refrigeration & Walk in Cooler, Water System Inspection. | REY / NILO / LAWRENCE
MOBIL | LIGUAN | 40475 | To install outlet for ice cream machine | EFREN / ERWIN / GLEN
MOBIL | LIGUAN | PM | Electrical Inspection, generator inspection, Smoke Detector Inspection, Airconditioning, Refrigeration & Walk in Cooler, Water System Inspection. | EFREN / ERWIN / GLEN
MOBIL | YONA | 40276 | Reinstall snaplock | ROBERT / ARIEL / CHRISTIAN | APPROVED
MOBIL | YONA | PM | Gen. Bldg. & Typhoon shutter | ROBERT / ARIEL / CHRISTIAN
MOBIL | LIGUAN | 40190 | Rebuild foundation for perimeter light post | ROBERT / ARIEL / CHRISTIAN | APPRVOED
MOBIL | LIGUAN | PM | Gen. Bldg. & Typhoon shutter | ROBERT / ARIEL / CHRISTIAN
MOBIL | YIGO NORTH / YIGO PA | PM | LANDSCAPING | EFRAIM / EDGAR / SANTOCA
MOBIL | YIGO NORTH | 40312 | Clear all debris in entry and exit way in the drain | EFRAIM / EDGAR / SANTOCA | APPROVED
2026-05-04
PROJECT | LOCATION | WO# | DESCRIPTION | TECH ASSIGNED | STATUS
ELC | REWINDING SHOP | NONE | Motor rewinding | DODONG / GUAPE
ELC | WH1 | NONE | VARIOUS WORK | BAYANI
ELC | ESS | NONE | ESS MAINTENANCE | BRYAN / MARVIN
HKR |  |  |  | RENE / ERIC / CJ
HKR |  |  |  | MANNY / ROGELIO
HKR |  |  |  | KIMPEE / JOEL
HTC |  |  |  | ANTON / JP
2026-05-05
MOBIL / HKR | MOBIL / HKR |  | PREPARE ALL MATERIAL | NELSON V.
2026-05-05
Works Orders (ASSESSMENTS & APPROVED)
PROJECT | LOCATION | WO# | DESCRIPTION | TECH ASSIGNED | STATUS
MOBIL | MAITE | 40736 | McDonald’s air conditioner inside office is not working. (SW) | REY / NILO / LAWRENCE | ASSESSMENT P3
MOBIL | MAITE | PM | Electrical Inspection, generator inspection, Smoke Detector Inspection, Airconditioning, Refrigeration & Walk in Cooler, Water System Inspection. | REY / NILO / LAWRENCE
MOBIL | YIGO PA | 40743 | Ice maker not making ice. (SW) | REY / NILO / LAWRENCE | ASSESSMENT P3
MOBIL | YIGO PA | PM | Electrical Inspection, generator inspection, Smoke Detector Inspection, Airconditioning, Refrigeration & Walk in Cooler, Water System Inspection. | REY / NILO / LAWRENCE
MOBIL | LIGUAN | 40739 | Fast food freezer not cooling properly. (SW) | EFREN / GLEN / RONEL | ASSESSMENT P3
MOBIL | LIGUAN | 40738 | Water filter hose is leaking. (SW) | EFREN / GLEN / RONEL | ASSESSMNET P4
MOBIL | FATIMA | 40360 | Redo electrical wiring going to stoarage area for lighting | EFREN / GLEN / RONEL | APPROVED 2246
MOBIL | FATIMA | 40699 | Requesting to fusible switch for ice cream machine (CH) | EFREN / GLEN / RONEL | ASSESSMENT P4
MOBIL | FATIMA | PM | Electrical Inspection, generator inspection, Smoke Detector Inspection, Airconditioning, Refrigeration & Walk in Cooler, Water System Inspection. | EFREN / GLEN / RONEL
MOBIL | YIGO NORTH | 40632 | Need to install plywood to block the old Subway | ROBERT / ARIEL / CHRISTIAN | APPRVOED 2248
MOBIL | YIGO NORTH | 40651 | Need deep clean of old Subway area | ROBERT / ARIEL / CHRISTIAN
MOBIL | YIGO PA / YSENGSONG | PM | LANDSCAPING | EFRAIM / EDGAR / SANTOCA
MOBIL | MANGILAO | 40166 | To replace door closer | ERWIN / RONALD / ANTON | CM
MOBIL | MANGILAO | 40710 | air pump faucet is leaking water (Soo) | ERWIN / RONALD / ANTON | ASSESSMENT P4
MOBIL | MANGILAO | PM | Electrical Inspection, generator inspection, Smoke Detector Inspection, Airconditioning, Refrigeration & Walk in Cooler, Water System Inspection. | ERWIN / RONALD / ANTON
MOBIL | YONA | 40715 | drainage in storage room found broken (VL) | ERWIN / RONALD / ANTON | ASSESSMENT P4
MOBIL | SINAJANA | 40717 | air pump hose has cut (JIM) | ERWIN / RONALD / ANTON | ASSESSMENT P4
MOBIL | SINAJANA | PM | Electrical Inspection, generator inspection, Smoke Detector Inspection, Airconditioning, Refrigeration & Walk in Cooler, Water System Inspection. | ERWIN / RONALD / ANTON
2026-05-05
PROJECT | LOCATION | WO# | DESCRIPTION | TECH ASSIGNED | STATUS
ELC | REWINDING SHOP | NONE | Motor rewinding | DODONG / GUAPE
ELC | WH1 | NONE | VARIOUS WORK | BAYANI
ELC | ESS | NONE | ESS MAINTENANCE | BRYAN / MARVIN
HKR |  |  |  | RENE / ERIC / CJ
HKR |  |  |  | MANNY / ROGELIO
HKR |  |  |  | KIMPEE / JOEL
HTC |  |  |  | ANTON / JP
2026-05-05
MOBIL / HKR | MOBIL / HKR |  | PREPARE ALL MATERIAL | NELSON V.
2026-05-05
Works Orders (ASSESSMENTS & APPROVED) & PM
PROJECT | LOCATION | WO# | DESCRIPTION | TECH ASSIGNED | STATUS
MOBIL | IPAN | 40776 | to install 220 vault by cashier area for ice cream machine(Chan) | ANTON / RONEL | ASSESSMENT P4
MOBIL | IPAN | 40792 | request to install a 110v plug at the cashier area for a second ice cream machine(Chan) | ANTON / RONEL | ASSESSMENT P4
MOBIL | YONA | 40715 | drainage in storage room found broken (VL) | ANTON / RONEL | ASSESSMENT P4
MOBIL | YSENGSONG | 40789 | JMI to fix condense unit for Air Conditioner due to water leak(CH) | EFREN / LAWRENCE | CM
MOBIL |  | 40779 | Exposed wire at the dumpster area that need to be cover (CH) | EFREN / LAWRENCE | ASSESSMENT P4
MOBIL |  | 40780 | Wired dangling at the ceiling back of the building (CH) | EFREN / LAWRENCE | ASSESSMENT P4
MOBIL |  | 40788 | Require pest control due many ants | EFREN / LAWRENCE | ASSESSMENT P4
MOBIL |  | 40671 | Air pump nozzle been cut off (CH) | EFREN / LAWRENCE | ASSESSMENT P4
MOBIL |  | 40678 | P5 synergy wave is damage & the flag number is missing (SAM) | EFREN / LAWRENCE | ASSESSMENT P4
MOBIL | YIGO NORTH | 40651 | Need deep clean of old Subway area | ARIEL / GLEN | APPROVED
MOBIL | YIGO NORTH / YIGO PA / YSENGSONG / FATIMA / LIGUAN / AIRPORT | PM | Gen. Bldg. & Typhoon shutter | ARIEL / GLEN
MOBIL | YSENGSONG / FATIMA | PM | LANDSCAPING | EFRAIM / EDGAR / SANTOCA
ERWIN / MARVIN
ERWIN / MARVIN
ERWIN / MARVIN
MOBIL | AGAT / APRA / ADELUP | PM | Electrical Inspection, generator inspection, Smoke Detector Inspection, Airconditioning, Refrigeration & Walk in Cooler, Water System Inspection. | REY / MARVIN / RONALD
MOBIL | APRA | 40664 | To replace defective flapper for the exhaust at the generator room (SAM) | REY / MARVIN / RONALD
MOBIL | AGAT | 40679 | Spill kit container cover is broken (SAM) | REY / MARVIN / RONALD
2026-05-05
PROJECT | LOCATION | WO# | DESCRIPTION | TECH ASSIGNED | STATUS
ELC | REWINDING SHOP | NONE | Motor rewinding | DODONG / GUAPE
ELC | WH1 | NONE | VARIOUS WORK | BAYANI
ELC | ESS | NONE | ESS MAINTENANCE | BRYAN / MARVIN
HKR |  |  |  | RENE / ERIC / CJ
HKR |  |  |  | MANNY / ROGELIO
HKR |  |  |  | KIMPEE / JOEL
HTC |  |  |  | ANTON / JP
2026-05-07
MOBIL / HKR | MOBIL / HKR |  | PREPARE ALL MATERIAL | NELSON V.
2026-05-07
Works Orders (ASSESSMENTS & APPROVED) & PM
PROJECT | LOCATION | WO# | DESCRIPTION | TECH ASSIGNED | STATUS
MOBIL | TAMUNING | 40110 | Repair base of perimeter pole and replace post (Tito bayani has replacement post) | ANTON / LAWRENCE / REY | APPROVED 2261
MOBIL | TAMUNING | PM | Electrical Inspection, generator inspection, Smoke Detector Inspection, Airconditioning, Refrigeration & Walk in Cooler, Water System Inspection. | ANTON / LAWRENCE / REY
MOBIL | UPPER TUMON | 40195 | Apply concrete to MID base and retighten | ANTON / LAWRENCE / REY | APPROVED 2265
MOBIL | EAST AGANA | 40103 | Install GI Plain sheet to generator room | ANTON / LAWRENCE / REY | APPROVED 2267
MOBIL | EAST AGANA | PM | Electrical Inspection, generator inspection, Smoke Detector Inspection, Airconditioning, Refrigeration & Walk in Cooler, Water System Inspection. | ANTON / LAWRENCE / REY
MOBIL | SINAJANA | 40717 | Air pump hose is cut | EFREN / RONEL | ASSESSMENT P4
MOBIL |  | 40766 | Female restroom light is flickering (Ifa) | EFREN / RONEL | ASSESSMENT P4
MOBIL |  | 40767 | The vent inside the female toilet is making loud noise (Ifa) | EFREN / RONEL | ASSESSMENT P4
MOBIL |  | 40768 | Swinging door at the cashier is broken. Need refixing (Ifa) | EFREN / RONEL | ASSESSMENT P4
MOBIL |  | PM | Electrical Inspection, generator inspection, Smoke Detector Inspection, Airconditioning, Refrigeration & Walk in Cooler, Water System Inspection. | EFREN / RONEL
MOBIL | BARRIGADA HEIGHTS | 40184 | Hanging ruler screws of typhoon shutter left side of subway need to be replaced. Latch lock replace | ARIEL / GLEN / RONALD | APPROVED 2205
MOBIL | BARRIGADA HEIGHTS / AIRPORT / UPPER TUMON | PM | Gen. Bldg. & Typhoon shutter | ARIEL / GLEN / RONALD
MOBIL | TAMUNING / UPPER TUMON | PM | LANDSCAPING | EFRAIM / SANTOCA
MOBIL | MANGILAO | 40472 | Shelves broken. Need to install L brackets | ERWIN / MARVIN | APPROVED 2263
MOBIL | MANGILAO | 40710 | Air pump faucet is leaking water | ERWIN / MARVIN | ASSESSMENT P4
MOBIL | MANGILAO | PM | Electrical Inspection, generator inspection, Smoke Detector Inspection, Water System Inspection. | ERWIN / MARVIN
MOBIL | UPPER TUMON | 40220 | Replace hand dryer | ERWIN / MARVIN | APPROVED 2263
MOBIL | UPPER TUMON | 40676 | 1 wave synergy fell down need to repair (SAM) | ERWIN / MARVIN | ASSESSMENT P4
MOBIL | UPPER TUMON | 40760 | Request to fix typhoon shutter at the side of the building , hard to open & close ( after Pm ,as per JMI need to replace roller & bushing) (SW) | ERWIN / MARVIN | ASSESSMENT P4
MOBIL | UPPER TUMON | PM | Electrical Inspection, generator inspection, Smoke Detector Inspection, Water System Inspection. | ERWIN / MARVIN
MOBIL | UPPER TUMON | 40195 | Apply concrete to MID base and retighten | REY / RONALD | APPROVED 2265
MOBIL | EAST AGANA | 40103 | Install GI Plain sheet to generator room | REY / RONALD | APPROVED 2267
MOBIL | EAST AGANA | PM | Electrical Inspection, generator inspection, Smoke Detector Inspection, Airconditioning, Refrigeration & Walk in Cooler, Water System Inspection. | REY / RONALD
2026-05-07
PROJECT | LOCATION | WO# | DESCRIPTION | TECH ASSIGNED | STATUS
ELC | REWINDING SHOP | NONE | Motor rewinding | DODONG / GUAPE
ELC | WH1 | NONE | VARIOUS WORK | BAYANI
ELC | ESS | NONE | ESS MAINTENANCE | BRYAN / MARVIN
HKR |  |  |  | RENE / ERIC / CJ
HKR |  |  |  | MANNY / ROGELIO
HKR |  |  |  | KIMPEE / JOEL
HTC |  |  |  | ANTON / JP
2026-05-08
MOBIL / HKR | MOBIL / HKR |  | PREPARE ALL MATERIAL | NELSON V.
2026-05-08
Works Orders (ASSESSMENTS & APPROVED) & PM
PROJECT | LOCATION | WO# | DESCRIPTION | TECH ASSIGNED | STATUS
MOBIL | BARRIGADA HEIGHTS | 40673 | Replace door knob and vault in the office | ERWIN / NILO | APPROVED
MOBIL |  | 40790 | Change lights in stoare and restroom | ERWIN / NILO | CM
MOBIL |  | 40815 | Requesting for Ice Machine deep cleaning(Chan). Pull out ice machine and bring to shop | ERWIN / NILO
MOBIL | ADELUP | 40812 | generator display screen is blur, unable to read(Chan) | ERWIN / NILO
MOBIL |  | 40810 | air gauge hose leaking air(Chan) | ERWIN / NILO
MOBIL | LIGUAN | 40190 | replace perimeter light and connect electrical | EFREN / RONALD | APPROVED
MOBIL | YSENGSONG | 40630 | replace faucet at air and water | EFREN / RONALD | APPROVED
MOBIL | YSENGSONG | 40811 | C-store fascia need to be water blaster and repaint white (CH) | EFREN / RONALD
MOBIL | MANGILAO | PM | Electrical Inspection, generator inspection, Smoke Detector Inspection, Airconditioning, Refrigeration & Walk in Cooler, Water System Inspection. | EFREN / RONALD
MOBIL | SINAJANA | 40768 | Change hinges on screen door | EFREN / RONALD | CM
MOBIL | YIGO PA | 40807 | A new outlet needs to be installed behind cashier station for our Frosty Boy ice cream machine(Chan) | REY / LAWRENCE / RONEL | ASSESSMENT P4
MOBIL | YIGO PA | PM | Electrical Inspection, generator inspection, Smoke Detector Inspection, Airconditioning, Refrigeration & Walk in Cooler, Water System Inspection. | REY / LAWRENCE / RONEL
MOBIL | YIGO PA | 40788 | Replace water pump for ice machine | REY / LAWRENCE / RONEL | APPROVED
MOBIL | BARRIGADA HEIGHTS | 40798 | Requesting installation of air conditioning units at the storage room(Chan) | REY / LAWRENCE / RONEL | ASSESSMENT P4
MOBIL | BARRIGADA HEIGHTS / MANGILAO | PM | LANDSCAPING | EFRAIM / SANTOCA / MARVIN
MOBIL | LIGUAN | 40190 | To reinstall perimeter light | ARIEL / CHRISTIAN / GLEN | APPROVED
MOBIL | YIGO NORTH | 40787 | To paint over former location of Subway sign | ARIEL / CHRISTIAN / GLEN | APPROVED
MOBIL | AIRPORT | 40806 | the main (front) door handle is broken. (CH) | ARIEL / CHRISTIAN / GLEN | ASSESSMENT P4
MOBIL | REMAINING STATIONS | PM | Gen. Bldg. & Typhoon shutter | ARIEL / CHRISTIAN / GLEN
MOBIL | UPPER TUMON | 40195 | Apply concrete to MID base and retighten | REY / RONALD | APPROVED 2265
MOBIL | EAST AGANA | 40103 | Install GI Plain sheet to generator room | REY / RONALD | APPROVED 2267
MOBIL | EAST AGANA | PM | Electrical Inspection, generator inspection, Smoke Detector Inspection, Airconditioning, Refrigeration & Walk in Cooler, Water System Inspection. | REY / RONALD
2026-05-08
PROJECT | LOCATION | WO# | DESCRIPTION | TECH ASSIGNED | STATUS
ELC | REWINDING SHOP | NONE | Motor rewinding | DODONG / GUAPE
ELC | WH1 | NONE | VARIOUS WORK | BAYANI
ELC | ESS | NONE | ESS MAINTENANCE | BRYAN / MARVIN
HKR |  |  |  | RENE / ERIC / CJ
HKR |  |  |  | MANNY / ROGELIO
HKR |  |  |  | KIMPEE / JOEL
HTC |  |  |  | ANTON / JP
2026-05-11
MOBIL / HKR | MOBIL / HKR |  | PREPARE ALL MATERIAL | NELSON V.
2026-05-11
Works Orders (ASSESSMENTS & APPROVED) & PM
PROJECT | LOCATION | WO# | DESCRIPTION | TECH ASSIGNED | STATUS
MOBIL | ADELUP | 40838 | power outlet to be installed at column post near cashier bay (VL) - EM TM | ERWIN / RONEL | ASSESSMENT P4
MOBIL |  | 40867 | sink water wont turn off on top , still can be turned off by using the valve underneath the sink (Soo) | ERWIN / RONEL | ASSESSMENT P3
MOBIL | YSENGSONG | 40835 | Front door closer is not working properly, the door open widely. (SW) | EFREN / RONALD | ASSESSMET P3
MOBIL |  | 40836 | Female toilet bowl seat is loose. (SW) | EFREN / RONALD | ASSESMENT P4
MOBIL |  | 40841 | Tree hanging from the fence between neighbour to the station. (SW) | EFREN / RONALD | ASSESSMENT P4
MOBIL |  | 40842 | sink faucet (in Subway) found dripping continuously (VL) | EFREN / RONALD | ASSESSMENT P3
MOBIL | YIGO PA | 40865 | Tyre air pump hose chuck is detach need to replace. (SW) | EFREN / RONALD | ASSESSMENT P4
MOBIL | MAITE | 40850 | Toilet flush on ladies restroom is broken. (SW) | EFREN / RONALD | ASSESSMENT P3
MOBIL | SINAJANA | 40844 | Smoke detector at the c-store is missing need replacement. (SW) | EFREN / RONALD | ASSESSMENT P4
MOBIL |  | 40845 | 1x canopy light near P7 is not working need to replace. (SW) | EFREN / RONALD | ASSESSMENT P4
MOBIL | MANGILAO | PM | Electrical Inspection, generator inspection, Smoke Detector Inspection, Airconditioning, Refrigeration & Walk in Cooler, Water System Inspection. | EFREN / RONALD
MOBIL | EAST AGANA | 40103 | Install GI Plain sheet to generator room | REY / LAWRENCE | APPROVED 2267
MOBIL | EAST AGANA | PM | Electrical Inspection, generator inspection, Smoke Detector Inspection, Airconditioning, Refrigeration & Walk in Cooler, Water System Inspection. | REY / LAWRENCE
MOBIL | AGANA | 40847 | Emergency stop for generator is damaged. (SW) | REY / LAWRENCE
MOBIL | IPAN / YONA / SINAJANA | PM | LANDSCAPING | EFRAIM / CHRISTIAN
MOBIL | UPPER TUMON | 40195 | Apply concrete to MID base and retighten | ARIEL / GLEN | APPROVED
MOBIL | AGAT | 40611 | To dispose of absorbent pads | ARIEL / GLEN | APPROVED
MOBIL | YONA / IPAN / AGAT / APRA HTS/ ADELUP / ANIGUA | PM | Gen. Bldg. & Typhoon shutter | ARIEL / GLEN
MOBIL | HQ |  | Equipment PM and repair at HQ | ANTON / NILO
2026-05-11
PROJECT | LOCATION | WO# | DESCRIPTION | TECH ASSIGNED | STATUS
ELC | REWINDING SHOP | NONE | Motor rewinding | DODONG / GUAPE
ELC | WH1 | NONE | VARIOUS WORK | BAYANI
ELC | ESS | NONE | ESS MAINTENANCE | BRYAN / MARVIN
HKR |  |  |  | RENE / ERIC / CJ
HKR |  |  |  | MANNY / ROGELIO
HKR |  |  |  | KIMPEE / JOEL
HTC |  |  |  | ANTON / JP

## Approved Work Orders
2026-02-19
APPROVED WORK ORDERS / MATERIALS PREPARATION | [5 empty] | REMARKS
Mobil | EAST AGANA | 39132 | To replace damaged display counter top at the food counter area | ONDI / ROBERT ( In the Afternoon) | APPROVED 1974 (SOURCING OF QUARTZ) | SCHEDULED
Mobil | YONA | 39086 | To replace display panel board assembly of the ice machine | REY / ERIC /SAM | APPROVED 1968 (PARTS ORDERED AT PARTSTOWN) | WAITING FOR PARTS
Mobil | MAITE | 39124 | To replace defective control board of ice machine | REY / ERIC /SAM | APPROVED 1975 (PARTS ORDERED AT PARTSTOWN) | WAITING FOR PARTS
Mobil | MAITE | 39343 - 2001 | To fabricate and install angle plate as alternatives for stocked up typhoon shutter |  | APPROVED 2001 (to be fabricated by Kuya Bayani) | To be fabricated by Kuya Bayani
Mobil | Maite | 39378 - 2009 | To replace damaged tiles at storage room and bathroom
Mobil | Maite | 39418 - 2021 | To replace and dispose mens restroom broken tile
Mobil | Maite | 39541 - 2030 | To re install steel promo signage - detached and fell off

## In-House Lanscaping
In-House Landscaping 2025 Schedule
ITEM | PM WORKS
|  | Latte Apt | Boss Ed | Boss Jon | Castro | Maite Barracks | Agat 10 Unit | Agat 3 Unit | Wh1 | Wh2 | HQ
MONTHLY
1 | Landscaping Inspection

## ACU PM
ACU PM 2025 SCHEDULE
ITEM | PM WORKS | SECTION 1 |  |  |  |  | SECTION 2 | [5 empty] | SECTION 3 |  |  |  |  | SECTION 4
|  | Yigo P.A. | Yigo North | Ysengsong | Fatima | Liguan | Upper Tumon | Airport | Tamuning | East Agana | Maite | Sinajana | Agana | Anigua | Adelup | Apra | Agat | Bariggada | Mangilao | Yona | Ipan
MONTHLY
1 | Airconditioning, Refrigeration & Walk in Cooler
DEEP CLEAN AC SCHEDULE
| APRIL | MAY | JUNE | JULY | AUGUST | SEPTEMBER | OCTOBER | NOVEMBER | DECEMBER
| ADELUP | AGAT | UPPER TUMON | YIGO PA | LIGUAN | INSPECT | ADELUP | AGAT | UPPER TUMON
| ANIGUA | APRA HEIGHTS | AIRPORT | YIGO NORTH | BARRIGADA |  | ANIGUA | APRA HEIGHTS | AIRPORT
| AGANA | YONA | MAITE | YSENGSONG | MANGILAO |  | AGANA | YONA | MAITE
| SINAJANA | IPAN | TAMUNING | FATIMA | EAST AGANA |  | SINAJANA | IPAN | TAMUNING